## Q1
Asset | Department | Location | Purch Date | NBV | Description 1 | Description 2
000015 | NEUROPATHOLOGY | NEUROPATHOLOGY | 1999-06-30 | 0 | THERMOSTATIC CIRCULATOR | MULTI TEMP II
000182 | THEATRES | THEATRES | 1999-06-30 | 0 | CAPNOGRAPH ULTIMA MONITOR
000265 | NEUROPATHOLOGY | NEUROPATHOLOGY | 1999-06-30 | 0 | TISSUE PROCESSOR CITADEL 1000
000279 | NEUROPATHOLOGY | NEUROPATHOLOGY | 1999-06-30 | 0 | MICROSCOPE LEICA ORTHOPLAN
000289 | NEUROPATHOLOGY | NEUROPATHOLOGY | 1999-06-30 | 0 | MICROTOME FINESSE E
000290 | NEUROPATHOLOGY | NEUROPATHOLOGY | 1999-06-30 | 0 | MICROSCOPE LEICA ORTHOPLAN
000330 | NEUROPATHOLOGY | NEUROPATHOLOGY | 1999-06-30 | 0 | VENTILATED SPECIMEN BENCH
000355 | NEUROPATHOLOGY | NEUROPATHOLOGY | 1999-06-30 | 0 | MICROTOME
000385 | THEATRES | THEATRES | 1999-06-30 | 0 | OPERATING TABLE
000386 | NEUROPATHOLOGY | NEUROPATHOLOGY | 1999-06-30 | 0 | MICROSCOPE LEICA HM LUX
000405 | CATON WARD | CATON WARD | 1999-06-30 | 0 | ECG MONITOR TRENDSCOPE 8031
000437 | CATON WARD | CATON WARD | 1999-06-30 | 0 | BVI2500 BLADDER SCANNER
002301 | THEATRES | THEATRES | 1999-06-30 | 0 | POSTERIOR CERVICAL SPINE | PLATES3.5 SET
002302 | THEATRES | THEATRES | 1999-06-30 | 0 | CERVICAL SPINE LOCKING | PLATE SET
002305 | THEATRES | THEATRES | 1999-06-30 | 0 | BUDDE HALO BASIC KIT
002306 | THEATRES | THEATRES | 1999-06-30 | 0 | PMT ANGLED HANDPIECE
002376 | THEATRES | THEATRES | 1999-06-30 | 0 | BUDDE HALO BASIC KIT
002475 | OUT PATIENTS DEPARTMENT | OUT PATIENTS DEPARTMENT | 1999-06-30 | 0 | FORERUNNER ENHANCED | DEFIBRILATOR
002476 | HORSLEY WARD | HORSLEY WARD | 1999-06-30 | 0 | STERIS SYSTEM
002482 | HORSLEY WARD | HORSLEY WARD | 1999-09-30 | 0 | EVITA II DURA VENTILATOR | WITH CAPNO PLUS
002483 | HORSLEY WARD | HORSLEY WARD | 1999-09-30 | 0 | EVITA II DURA VENTILATOR | WITH CAPNO PLUS
002484 | HORSLEY WARD | HORSLEY WARD | 1999-09-30 | 0 | EVITA II DURA VENTILATOR | WITH CAPNO PLUS
002485 | HORSLEY WARD | HORSLEY WARD | 1999-09-30 | 0 | EVITA II DURA VENTILATOR | WITH HINGED ARM
002486 | HORSLEY WARD | HORSLEY WARD | 1999-09-30 | 0 | EVITA II DURA VENTILATOR | WITH HINGED ARM
002487 | HORSLEY WARD | HORSLEY WARD | 1999-09-30 | 0 | EVITA II DURA VENTILATOR | WITH HINGED ARM
002488 | HORSLEY WARD | HORSLEY WARD | 1999-09-30 | 0 | EVITA II DURA VENTILATOR | WITH CAPNO PLUS
002498 | HORSLEY WARD | HORSLEY WARD | 1999-12-31 | 0 | EVITA II DURA VENTILATOR | RETRO ADDITIONS
002501 | HORSLEY WARD | HORSLEY WARD | 1999-12-31 | 0 | EVITA II DURA VENTILATOR
002509 | NEUROPATHOLOGY | NEUROPATHOLOGY | 1999-12-31 | 0 | P/ACE MDQ CAPILLARY | ELECTROPHORESIS SYSTEM + LASER
002534 | THEATRES | THEATRES | 2000-03-30 | 0 | OPERATING TABLE
002542 | THEATRES | THEATRES | 2000-03-30 | 0 | STEREOTACTIC FRAME
002545 | THEATRES | THEATRES | 2000-06-29 | 0 | RFG 3C PLUS PULSED RF LESION | GENERATOR
002558 | THEATRES | THEATRES | 2000-09-29 | 0 | BLOOD WARMERS (RANGER 245) X 3
002559 | THEATRES | THEATRES | 2000-09-29 | 0 | BLOOD WARMERS (RANGER 245) X 3
002560 | THEATRES | THEATRES | 2000-09-29 | 0 | BLOOD WARMERS (RANGER 245) X 3
002598 | NEUROPATHOLOGY | NEUROPATHOLOGY | 2001-03-31 | 0 | CLASS I AND MONAIR 5 SAFETY | CABINETS
002608 | THEATRES | THEATRES | 2001-03-31 | 0 | FLEXIBLE FIBRE ENDOSCOPE
002609 | THEATRES | THEATRES | 2001-03-31 | 0 | FORCE EZ-8 SURGICAL DIATHERMY
002611 | THEATRES | THEATRES | 2001-03-31 | 0 | OPERATING TABLE X2
002612 | THEATRES | THEATRES | 2001-03-31 | 0 | OPERATING TABLE X2
002660 | THEATRES | THEATRES | 2001-06-30 | 0 | MICROMAX DRILL SYSTEM
002675 | THEATRES | THEATRES | 2001-09-30 | 0 | RM UNIVERAL AIMING BOW
002678 | THEATRES | THEATRES | 2001-09-30 | 0 | IMAGE FUSION MODULE
002682 | NEUROPATHOLOGY | NEUROPATHOLOGY | 2001-09-30 | 0 | PATHOLOGY MANAGEMENT SYSTEM
002685 | HORSLEY WARD | HORSLEY WARD | 2001-12-31 | 0 | DREAGER PROPAQ 206CS TRANSPORT | MONITOR
002701 | NEUROPATHOLOGY | NEUROPATHOLOGY | 2002-03-31 | 0 | MOLIS WARD SITE VIEWER
002707 | THEATRES | THEATRES | 2002-03-31 | 0 | DOME HALO RETRACTOR
002711 | RADIOLOGY | RADIOLOGY | 2002-03-31 | 0 | FRONTLINE GENIUS ANAESTHETIC | MACHINE
002712 | RADIOLOGY | RADIOLOGY | 2002-03-31 | 0 | FRONTLINE GENIUS ANAESTHETIC | MACHINE
002713 | THEATRES | THEATRES | 2002-03-31 | 0 | CT STEREOTACTIC FRAME
002714 | THEATRES | THEATRES | 2002-03-31 | 0 | SURGICAL DIATHERMY & | IRRIGATION UNIT
002715 | THEATRES | THEATRES | 2002-03-31 | 0 | SURGICAL DIATHERMY & | IRRIGATION UNIT
002718 | THEATRES | THEATRES | 2002-09-30 | 0 | ENDOSCOPE X 2
002720 | THEATRES | THEATRES | 2002-03-31 | 0 | CERVICAL RETRACTOR/VERTABRAL | BODY DISTRACTION SET
002721 | THEATRES | THEATRES | 2002-03-31 | 0 | SL2000 NEUROSTAT
002722 | THEATRES | THEATRES | 2002-03-31 | 0 | SURGICAL DIATHERMY & | IRRIGATION UNIT
002724 | THEATRES | THEATRES | 2002-03-31 | 0 | STERIS STERILE PROCESSING SYS
002727 | HORSLEY WARD | HORSLEY WARD | 2002-03-31 | 0 | PENTAX CAMERA SYSTEM | INCLUDING 3 SCOPES
002744 | THEATRES | THEATRES | 2002-09-30 | 0 | ENDOSCOPE X 2
002810 | HORSLEY WARD | HORSLEY WARD | 2003-03-31 | 0 | VP7000 VOLUMETRIC INFUSION | PUMPS * 32
002859 | THEATRES | THEATRES | 2003-09-30 | 0 | FLEXIBLE FIBRE-ENDOSCOPE
002932 | HORSLEY WARD | HORSLEY WARD | 2004-03-30 | 0 | ASENA GH SYRINGE PUMPS * 5
002934 | THEATRES | THEATRES | 2004-03-30 | 0 | SYSTEM 5000 ELECTROSURGICAL | GENERATOR
002935 | HORSLEY WARD | HORSLEY WARD | 2004-03-30 | 0 | RHINO LARYNGO FIBRESCOPE & | CAMERA SYSTEM
002936 | THEATRES | THEATRES | 2004-03-30 | 0 | PATIENT CONTROLLED ANALGESIA | PUMPS * 2
002937 | THEATRES | THEATRES | 2004-03-30 | 0 | BLACKBELT RETRACTOR SET
002939 | THEATRES | THEATRES | 2004-03-30 | 0 | SITE RITE 3 VASCULAR | ULTRASOUND SYSTEM
002940 | HORSLEY WARD | HORSLEY WARD | 2004-03-30 | 0 | SITE RITE 3 VASCULAR | ULTRASOUND SYSTEM
002941 | THEATRES | THEATRES | 2004-03-30 | 0 | WASHER DISINFECTOR MACHINE
002942 | HORSLEY WARD | HORSLEY WARD | 2004-03-30 | 0 | FRONTLINE GENIUS | ANAESTHETIC MACHINE
002943 | RADIOLOGY | RADIOLOGY | 2004-03-30 | 0 | FRONTLINE GENIUS | ANAESTHETIC MACHINE
002944 | THEATRES | THEATRES | 2004-03-30 | 0 | FRONTLINE GENIUS | ANAESTHETIC MACHINE
002945 | CATON WARD | CATON WARD | 2004-03-30 | 0 | DEFIBRILATOR
002946 | DOTT WARD | DOTT WARD | 2004-03-30 | 0 | DEFIBRILATOR
002947 | NEURO REHAB UNIT | NEURO REHAB UNIT | 2004-03-30 | 0 | DEFIBRILATOR
002949 | JEFFERSON WARD | JEFFERSON WARD | 2004-03-30 | 0 | DEFIBRILATOR
002950 | HORSLEY WARD | HORSLEY WARD | 2004-03-30 | 0 | LIDCO PLUS SYSTEM
002951 | NEURO REHAB UNIT | NEURO REHAB UNIT | 2004-03-30 | 0 | BVI3000 BLADDER SCANNER
002953 | HORSLEY WARD | HORSLEY WARD | 2004-03-30 | 0 | PENTAX PORTABLE INTUBATION | FIBRESCOPE
002955 | NEUROPATHOLOGY | NEUROPATHOLOGY | 2004-03-30 | 0 | CO-OXIMETER IL682
002956 | NEUROPATHOLOGY | NEUROPATHOLOGY | 2004-03-30 | 0 | MICROTOME LEICA RM2135
002957 | NEUROPATHOLOGY | NEUROPATHOLOGY | 2004-03-30 | 0 | BLOOD GAS ANALYSER GEM3000
002958 | NEUROPATHOLOGY | NEUROPATHOLOGY | 2004-03-30 | 0 | BLOOD GAS ANALYSER GEM3000
002959 | NEURO REHAB UNIT | NEURO REHAB UNIT | 2004-03-30 | 0 | RHAPSODY HYDROSOUND | PATIENT BATHS
002960 | NEURO REHAB UNIT | NEURO REHAB UNIT | 2004-03-30 | 0 | RHAPSODY HYDROSOUND | PATIENT BATHS
002962 | NEUROPATHOLOGY | NEUROPATHOLOGY | 2004-03-30 | 0 | MICROSCOPE UPGRADE LEICA
002965 | NEUROPATHOLOGY | NEUROPATHOLOGY | 2004-03-30 | 0 | COOLPIX 4500 CAMERA SYSTEM
003020 | NEUROPHYSIOLOGY (WCNN) | NEUROPHYSIOLOGY (WCNN) | 2004-06-29 | 0 | 4 CHANNEL AMPLIFIER VIKING | IV-S UPGRADE
003023 | NEUROPATHOLOGY | NEUROPATHOLOGY | 2004-06-29 | 0 | COOLPIX 4500 CAMERA SYSTEM
003056 | NEURO REHAB UNIT | NEURO REHAB UNIT | 2004-09-29 | 0 | MACERATOR
003069 | RADIOLOGY | RADIOLOGY | 2004-12-30 | 0 | MEDRAD SOLARIS MR COMPATIBLE
003135 | THEATRES | THEATRES | 2005-03-31 | 0 | PORTABLE INTUBATING SCOPE
003146 | HORSLEY WARD | HORSLEY WARD | 2005-03-31 | 0 | OXYLOG 3000 PORTABLE | VENTILATOR
003147 | THEATRES | THEATRES | 2005-03-31 | 0 | CARDIOCAP II MONITOR
003183 | NEUROPHYSIOLOGY (WCNN) | NEUROPHYSIOLOGY (WCNN) | 2005-06-30 | 0 | XLTEK XCALIBUR EMG SYSTEM
003205 | NEUROPATHOLOGY | NEUROPATHOLOGY | 2005-09-30 | 0 | PURLAB S7 WATER PURIFICATION | SYSTEM
003206 | NEUROPATHOLOGY | NEUROPATHOLOGY | 2005-09-30 | 0 | MICROFUGE SIGMA 1-14
003207 | CAIRNS WARD | CAIRNS WARD | 2005-09-30 | 0 | ENCORE HOISTS FOR STANDING | TRANSFER
003208 | DOTT WARD | DOTT WARD | 2005-09-30 | 0 | ENCORE HOISTS FOR STANDING | TRANSFER
003209 | SHERRINGTON WARD | SHERRINGTON WARD | 2005-09-30 | 0 | ENCORE HOISTS FOR STANDING | TRANSFER
003210 | CATON WARD | CATON WARD | 2005-09-30 | 0 | ENCORE HOISTS FOR STANDING | TRANSFER
003211 | DOTT WARD | DOTT WARD | 2005-09-30 | 0 | TEMPO HOISTS WITH PPP | 4PT SPREADER
003212 | SHERRINGTON WARD | SHERRINGTON WARD | 2005-09-30 | 0 | TEMPO HOISTS WITH PPP | 4PT SPREADER
003213 | HORSLEY WARD | HORSLEY WARD | 2005-09-30 | 0 | EVITA 4 VENTILATOR
003214 | HORSLEY WARD | HORSLEY WARD | 2005-09-30 | 0 | EVITA 4 VENTILATOR
003215 | HORSLEY WARD | HORSLEY WARD | 2005-09-30 | 0 | EVITA 4 VENTILATOR
003216 | HORSLEY WARD | HORSLEY WARD | 2005-09-30 | 0 | EVITA 4 VENTILATOR
003217 | HORSLEY WARD | HORSLEY WARD | 2005-09-30 | 0 | EVITA 4 VENTILATOR
003223 | NEUROPATHOLOGY | NEUROPATHOLOGY | 2005-09-30 | 0 | DENVER ANALYTICAL BALANCE
003225 | NEUROPATHOLOGY | NEUROPATHOLOGY | 2005-09-30 | 0 | DENVER ANALYTICAL BALANCE
003240 | NEUROPATHOLOGY | NEUROPATHOLOGY | 2005-12-31 | 0 | CENTRIFUGE UNIVERSAL 32
003242 | NEUROPATHOLOGY | NEUROPATHOLOGY | 2005-12-31 | 0 | CYTOCENTRIFUGE CYTOSPIN 4
003243 | THEATRES | THEATRES | 2005-12-31 | 0 | EC-IC ARTERIAL INSTRUMENTS
003244 | THEATRES | THEATRES | 2005-12-31 | 0 | LOFTUS CAROTID ENDARTECTOMY | KIT
003306 | PAIN RELIEF | PAIN RELIEF | 2006-03-31 | 0 | CRONO PCA PUMPS
003307 | PAIN RELIEF | PAIN RELIEF | 2006-03-31 | 0 | CRONO PCA PUMPS
003308 | HORSLEY WARD | HORSLEY WARD | 2006-03-31 | 0 | F&P MR850 RESPIRATORY | HUMIDIFICATION SYSTEM
003309 | HORSLEY WARD | HORSLEY WARD | 2006-03-31 | 0 | NONIN 9845 PULSE OXIMETERS
003311 | HORSLEY WARD | HORSLEY WARD | 2006-03-31 | 0 | ASENA PK UNIVERSAL + RS232
003312 | THEATRES | THEATRES | 2006-03-31 | 0 | MICROTARGETING DRIVE SYSTEM
003313 | THEATRES | THEATRES | 2006-03-31 | 0 | PNEUMATIC UNIT RACK ARM | & ACCESSORIES
003314 | THEATRES | THEATRES | 2006-03-31 | 0 | KARLIN MICRODISCECTOMY SET
003316 | DOTT WARD | DOTT WARD | 2006-03-31 | 0 | CRITCARE 506DXNP2 VITAL SIGNS | MONITOR
003317 | SHERRINGTON WARD | SHERRINGTON WARD | 2006-03-31 | 0 | CRITCARE 506DXNP2 VITAL SIGNS | MONITOR
003318 | CATON WARD | CATON WARD | 2006-03-31 | 0 | CRITCARE 506DXNP2 VITAL SIGNS | MONITOR
003319 | NEURO REHAB UNIT | NEURO REHAB UNIT | 2006-03-31 | 0 | PORTASCAN BLADDER SCANNER
003320 | THEATRES | THEATRES | 2006-03-31 | 0 | SYSTEM 5000 ELECTROSURGICAL | GENERATOR
003321 | HORSLEY WARD | HORSLEY WARD | 2006-03-31 | 0 | DEFIBRILATOR
003323 | THEATRES | THEATRES | 2006-03-31 | 0 | VITALOGIK 5500 PATIENT MONITOR
003324 | THEATRES | THEATRES | 2006-03-31 | 0 | BEN GUN TOOL HOLDER FOR DBS
003325 | THEATRES | THEATRES | 2006-03-31 | 0 | BLACKBELT RETRACTOR SET
003339 | DOTT WARD | DOTT WARD | 2006-03-31 | 0 | PARKER PATIENT BATH
003344 | HORSLEY WARD | HORSLEY WARD | 2006-03-31 | 0 | ASENA PK UNIVERSAL + RS232
003345 | HORSLEY WARD | HORSLEY WARD | 2006-03-31 | 0 | ENMOVE CK3100 PORTABLE MONITOR
003346 | HORSLEY WARD | HORSLEY WARD | 2006-03-31 | 0 | NONIN 9845 PULSE OXIMETERS
003351 | HORSLEY WARD | HORSLEY WARD | 2006-03-31 | 0 | MR850 RESPIRATORY HUMIDIFIER
003352 | HORSLEY WARD | HORSLEY WARD | 2006-03-31 | 0 | MR850 RESPIRATORY HUMIDIFIER
003353 | DOTT WARD | DOTT WARD | 2006-06-30 | 0 | BLADDER SCANNER
003365 | THEATRES | THEATRES | 2006-06-30 | 0 | LOFTUS CAROTID ENDARTECTOMY | KIT
003366 | CAIRNS WARD | CAIRNS WARD | 2006-09-30 | 0 | SINGLE VOLUMETRIC INFUSION | PUMPS
003367 | CAIRNS WARD | CAIRNS WARD | 2006-09-30 | 0 | SINGLE VOLUMETRIC INFUSION | PUMPS
003368 | CAIRNS WARD | CAIRNS WARD | 2006-09-30 | 0 | SINGLE VOLUMETRIC INFUSION | PUMPS
003369 | CAIRNS WARD | CAIRNS WARD | 2006-09-30 | 0 | SINGLE VOLUMETRIC INFUSION | PUMPS
003370 | DOTT WARD | DOTT WARD | 2006-09-30 | 0 | SINGLE VOLUMETRIC INFUSION | PUMPS
003371 | DOTT WARD | DOTT WARD | 2006-09-30 | 0 | SINGLE VOLUMETRIC INFUSION | PUMPS
003372 | DOTT WARD | DOTT WARD | 2006-09-30 | 0 | SINGLE VOLUMETRIC INFUSION | PUMPS
003373 | DOTT WARD | DOTT WARD | 2006-09-30 | 0 | SINGLE VOLUMETRIC INFUSION | PUMPS
003374 | SHERRINGTON WARD | SHERRINGTON WARD | 2006-09-30 | 0 | SINGLE VOLUMETRIC INFUSION | PUMPS
003375 | SHERRINGTON WARD | SHERRINGTON WARD | 2006-09-30 | 0 | SINGLE VOLUMETRIC INFUSION | PUMPS
003376 | SHERRINGTON WARD | SHERRINGTON WARD | 2006-09-30 | 0 | SINGLE VOLUMETRIC INFUSION | PUMPS
003377 | SHERRINGTON WARD | SHERRINGTON WARD | 2006-09-30 | 0 | SINGLE VOLUMETRIC INFUSION | PUMPS
003378 | CATON WARD | CATON WARD | 2006-09-30 | 0 | SINGLE VOLUMETRIC INFUSION | PUMPS
003379 | CATON WARD | CATON WARD | 2006-09-30 | 0 | SINGLE VOLUMETRIC INFUSION | PUMPS
003380 | CATON WARD | CATON WARD | 2006-09-30 | 0 | SINGLE VOLUMETRIC INFUSION | PUMPS
003381 | CATON WARD | CATON WARD | 2006-09-30 | 0 | SINGLE VOLUMETRIC INFUSION | PUMPS
003412 | CAIRNS WARD | CAIRNS WARD | 2006-09-30 | 0 | SINGLE VOLUMETRIC INFUSION | PUMPS
003413 | DOTT WARD | DOTT WARD | 2006-09-30 | 0 | SINGLE VOLUMETRIC INFUSION | PUMPS
003414 | SHERRINGTON WARD | SHERRINGTON WARD | 2006-09-30 | 0 | SINGLE VOLUMETRIC INFUSION | PUMPS
003415 | CATON WARD | CATON WARD | 2006-09-30 | 0 | SINGLE VOLUMETRIC INFUSION | PUMPS
003448 | THEATRES | THEATRES | 2006-12-31 | 0 | NIM NEURO 2.0 NERVE MONITOR
003449 | NEUROPATHOLOGY | NEUROPATHOLOGY | 2006-12-31 | 0 | WIZARD AUTOMATIC GAMMA COUNTER
003450 | NEUROPATHOLOGY | NEUROPATHOLOGY | 2006-12-31 | 0 | COOLSCOPE
003451 | NEUROPATHOLOGY | NEUROPATHOLOGY | 2006-12-31 | 0 | COOLSCOPE
003458 | THEATRES | THEATRES | 2007-03-31 | 0 | DORO RADIOLUCENT HEADREST | SYSTEM
003461 | THEATRES | THEATRES | 2007-03-31 | 0 | VITALOGIK 5500 PATIENT MONITOR
003462 | THEATRES | THEATRES | 2007-03-31 | 0 | VITALOGIK 5500 PATIENT MONITOR
003463 | THEATRES | THEATRES | 2007-03-31 | 0 | VITALOGIK 5500 PATIENT MONITOR
003464 | THEATRES | THEATRES | 2007-03-31 | 0 | ENMOVE CK3100 PORTABLE MONITOR
003465 | THEATRES | THEATRES | 2007-03-31 | 0 | LEADPOINT 5+3 WORKSTATION
003466 | THEATRES | THEATRES | 2007-03-31 | 0 | STEALTH STN SYNERGY/FLUORONAV | PLATFORM PACKAGE
003467 | DOTT WARD | DOTT WARD | 2007-03-31 | 0 | PROPAQ LT PATIENT MONITOR
003468 | CAIRNS WARD | CAIRNS WARD | 2007-03-31 | 0 | PROPAQ LT PATIENT MONITOR
003469 | SHERRINGTON WARD | SHERRINGTON WARD | 2007-03-31 | 0 | PROPAQ LT PATIENT MONITOR
003470 | CATON WARD | CATON WARD | 2007-03-31 | 0 | PROPAQ LT PATIENT MONITOR
003471 | THEATRES | THEATRES | 2007-03-31 | 0 | BI-LATERAL NEXFRAME KIT
003472 | THEATRES | THEATRES | 2007-03-31 | 0 | STEALTH PLANING STATION
003473 | THEATRES | THEATRES | 2007-03-31 | 0 | NEUROTHERM RF LESION | GENERATOR
003477 | CATON WARD | CATON WARD | 2007-03-31 | 0 | ASSEMBLED CONCERTO SHOWER | TROLLEY
003478 | CAIRNS WARD | CAIRNS WARD | 2007-03-31 | 0 | ASSEMBLED CONCERTO SHOWER | TROLLEY
003479 | DOTT WARD | DOTT WARD | 2007-03-31 | 0 | MAXI MOVE HOIST WITH SCALE
003538 | THEATRES | THEATRES | 2007-03-31 | 0 | NUFFIELD200 ANAEST VENTS & | AIRWAY PRESSURE MONITOR
003539 | THEATRES | THEATRES | 2007-03-31 | 0 | NUFFIELD200 ANAEST VENTS & | AIRWAY PRESSURE MONITOR
003540 | THEATRES | THEATRES | 2007-03-31 | 0 | NUFFIELD200 ANAEST VENTS & | AIRWAY PRESSURE MONITOR
003541 | THEATRES | THEATRES | 2007-03-31 | 0 | NUFFIELD200 ANAEST VENTS & | AIRWAY PRESSURE MONITOR
003542 | THEATRES | THEATRES | 2007-03-31 | 0 | NUFFIELD200 ANAEST VENTS & | AIRWAY PRESSURE MONITOR
003619 | NEUROPHYSIOLOGY (WCNN) | NEUROPHYSIOLOGY (WCNN) | 2007-09-30 | 0 | VIKING SELECT 4 CHANNEL EMG/ | NCS SYSTEM
003620 | RADIOLOGY | RADIOLOGY OUT PATIENTS DEPART | 2007-09-30 | 0 | ACUSON ANTARES ULTRASOUND | SYSTEM 5.0
003659 | NEUROPHYSIOLOGY (RLUHT) | NEUROPHYSIOLOGY (RLUHT) | 2007-12-31 | 0 | VIKING SELECT 4 CHANNEL EMG/ | NCS SYSTEM
003677 | HORSLEY WARD | HORSLEY WARD | 2008-03-30 | 0 | VITALOGIK 5500 PATIENT MONITOR
003678 | HORSLEY WARD | HORSLEY WARD | 2008-03-30 | 0 | VITALOGIK 5500 PATIENT MONITOR
003679 | HORSLEY WARD | HORSLEY WARD | 2008-03-30 | 0 | HEARTSTART MRX MONITOR / | DEFIBRILATOR
003680 | HORSLEY WARD | HORSLEY WARD | 2008-03-30 | 0 | HEARTSTART MRX MONITOR / | DEFIBRILATOR (HDU)
003681 | CATON WARD | CATON WARD | 2008-03-30 | 0 | SCAN MODULE SYSTEM
003682 | THEATRES | THEATRES | 2008-03-30 | 0 | HORSE SHOE HEAD REST
003683 | THEATRES | THEATRES | 2008-03-30 | 0 | HORSE SHOE HEAD REST
003684 | THEATRES | THEATRES | 2008-03-30 | 0 | WILSON PLUS FRAME
003686 | HORSLEY WARD | HORSLEY WARD | 2008-03-30 | 0 | MR850 RESPIRATORY HUMIDIFIER
003687 | HORSLEY WARD | HORSLEY WARD | 2008-03-30 | 0 | MR850 RESPIRATORY HUMIDIFIER
003688 | RADIOLOGY | RADIOLOGY MR WAITING ROOM | 2008-03-30 | 0 | SERIES III MR ADJUSTABLE | TROLLEY
003689 | THEATRES | THEATRES | 2008-03-30 | 0 | OPERATING MICROSCOPE
003690 | THEATRES | THEATRES | 2008-03-30 | 0 | OPERATING TABLE
003691 | THEATRES | THEATRES | 2008-03-30 | 0 | BUDDE HALO RETRACTOR SYSTEM
003692 | THEATRES | THEATRES | 2008-03-30 | 0 | ULTRA360 PATIENT POSITION | SYSTEM
003693 | THEATRES | THEATRES | 2008-03-30 | 0 | ULTRA360 PATIENT POSITION | SYSTEM
003694 | OUT PATIENTS DEPARTMENT | OUT PATIENTS DEPARTMENT | 2008-03-30 | 0 | HP LAPTOP & PRINTER | (OCTOPUS 900 PERIMETER)
003695 | OUT PATIENTS DEPARTMENT | OUT PATIENTS DEPARTMENT | 2008-03-30 | 0 | OCTOPUS 900 PERIMETER GOLDMAN
003696 | THEATRES | THEATRES | 2008-03-30 | 0 | XLIF LATERAL ACCESSORIES
003697 | THEATRES | THEATRES | 2008-03-30 | 0 | "C" FLEX HEAD POSITIONING | SYSTEM
003698 | THEATRES | THEATRES | 2008-03-30 | 0 | ALLEN SPINAL FRAME SYSTEM
003699 | CATON WARD | CATON WARD | 2008-03-30 | 0 | ATLAS BED FRAME
003700 | HORSLEY WARD | HORSLEY WARD | 2008-03-30 | 0 | EVITA XL VENTILATOR
003701 | HORSLEY WARD | HORSLEY WARD | 2008-03-30 | 0 | EVITA XL VENTILATOR
003702 | HORSLEY WARD | HORSLEY WARD | 2008-03-30 | 0 | OXYLOG 3000 PORTABLE | VENTILATOR
003703 | THEATRES | THEATRES | 2008-03-30 | 0 | CARBON FIBRE BACK PLATE
003704 | THEATRES | THEATRES | 2008-03-30 | 0 | MINOP TRANSPHENOIDAL SCOPE
003705 | THEATRES | THEATRES | 2008-03-30 | 0 | MINOP TRANSPHENOIDAL SCOPE
003706 | THEATRES | THEATRES | 2008-03-30 | 0 | 3 CHIP HD CAMERA & 23" HD LCD | MONITOR SYSTEM
003707 | THEATRES | THEATRES | 2008-03-30 | 0 | SONONAV ALOKA INTERFACE AND | SONONAV SOFTWARE
003709 | NEUROPHYSIOLOGY COCH | NEUROPHYSIOLOGY COCH | 2008-03-30 | 0 | VIKING SELECT 4 CHANNEL EMG/ | NCS SYSTEM
003710 | NEUROPHYSIOLOGY COCH | NEUROPHYSIOLOGY COCH | 2008-03-30 | 0 | VIKING SELECT 4 CHANNEL EMG/ | NCS SYSTEM
003711 | NEUROPHYSIOLOGY (WARRINGTON) | NEUROPHYSIOLOGY (WARRINGTON) | 2008-03-30 | 0 | VIKING SELECT 4 CHANNEL EMG/ | NCS SYSTEM
003713 | RADIOLOGY | RADIOLOGY ROOM 2 ( NOT A TABLE) | 2008-03-30 | 0 | PROTEUS XRAY TABLE
003714 | RADIOLOGY | RADIOLOGY ROOM 1 | 2008-03-30 | 0 | INNOVA 3131 IQ BI-PLANE SYSTEM
003715 | HORSLEY WARD | HORSLEY WARD | 2008-03-30 | 0 | VIVIDI CONSOLE BT06 PORTABLE | ULTRSOUND SYSTEM
003716 | NEUROPATHOLOGY | NEUROPATHOLOGY | 2008-03-30 | 0 | AUTOMATED VACUUM TISSUE | PROCESSOR LEICA ASP300S
003717 | NEUROPATHOLOGY | NEUROPATHOLOGY | 2008-03-30 | 0 | CRYOSTAT LEICA CM1900
003718 | NEUROPATHOLOGY | NEUROPATHOLOGY | 2008-03-30 | 0 | TISSUE EMBEDDNG CENTRE
003719 | NEUROPATHOLOGY | NEUROPATHOLOGY | 2008-03-30 | 0 | MICROSCOPE LEICA DM4000B
003720 | RADIOLOGY | RADIOLOGY | 2008-03-30 | 0 | MOBIL RADIOLOGY SYSTEM
003749 | CAIRNS WARD | CAIRNS WARD | 2008-03-30 | 0 | BLADDER SCANNER
003750 | CATON WARD | CATON WARD | 2008-03-30 | 0 | BLADDER SCANNER
003751 | THEATRES | THEATRES | 2008-03-30 | 0 | ANDROS ANAESTHETIC AGENT | MONITOR
003752 | THEATRES | THEATRES | 2008-03-30 | 0 | TOUCH SCREEN
003753 | THEATRES | THEATRES | 2008-03-30 | 0 | VITALOGIK 5500 PATIENT MONITOR
003754 | HORSLEY WARD | HORSLEY WARD | 2008-03-30 | 0 | VITALOGIK 5500 PATIENT MONITOR
003755 | HORSLEY WARD | HORSLEY WARD | 2008-03-30 | 0 | VITALOGIK 5500 PATIENT MONITOR
003764 | THEATRES | THEATRES | 2008-06-29 | 0 | TREON PLUS VIEW CART
003765 | THEATRES | THEATRES | 2008-06-29 | 0 | TREON PLUS NAVIGATION CART
003767 | SHERRINGTON WARD | SHERRINGTON WARD | 2008-06-29 | 0 | MAXI MOVE HOIST
003769 | THEATRES | THEATRES | 2008-06-29 | 0 | BASIC MICRODISCECTOMY | RETRACTOR SET
003770 | THEATRES | THEATRES | 2008-06-29 | 0 | BASIC MICRODISCECTOMY | RETRACTOR SET
003778 | THEATRES | THEATRES | 2008-09-29 | 0 | AESTIVA/5 7900 ANAESTHETIC | MACHINE
003779 | THEATRES | THEATRES | 2008-09-29 | 0 | AESTIVA/5 7900 ANAESTHETIc | MACHINE
003781 | NEUROPATHOLOGY | NEUROPATHOLOGY | 2008-09-29 | 0 | MICROTOME LEICA ULTRA
003787 | NEUROPHYSIOLOGY (WCNN) | NEUROPHYSIOLOGY (WCNN) | 2008-12-30 | 0 | XLTEK PROTEKTOR 16 CH EP INTRA | OPERATIVE MGMT SYST
003789 | THEATRES | THEATRES | 2008-12-30 | 0 | VITALOGIK 5500 PATIENT MONITOR
003790 | THEATRES | THEATRES | 2008-12-30 | 0 | INTRA OPERATIVE PROSOUND | SCANNER
003791 | THEATRES | THEATRES | 2008-12-30 | 0 | INTRA OPERATIVE PROSOUND | SCANNER
003792 | THEATRES | THEATRES | 2008-12-30 | 0 | WILSON PLUS FRAME
003793 | NEUROPATHOLOGY | NEUROPATHOLOGY | 2008-12-30 | 0 | BLOOD GAS ANALYSER GEM | PERIMETER 4000
003794 | HORSLEY WARD | HORSLEY WARD | 2008-12-30 | 0 | TOTAL CARE SPO2RT PULMONARY | BED SYSTEM
003797 | RADIOLOGY | RADIOLOGY | 2008-12-30 | 0 | FIBER OPTIC PATIENT | TEMPERATURE SYSTEM
003798 | RADIOLOGY | RADIOLOGY | 2008-12-30 | 0 | INVIVO 3160 PRECESS MRI | MONITOR
003799 | NEUROPATHOLOGY | NEUROPATHOLOGY | 2008-12-30 | 0 | EVOLUTION600 SPECTROPHOTOMETER
003804 | NEUROPATHOLOGY | NEUROPATHOLOGY | 2008-12-30 | 62868.64 | ELECTRON MICROSCOPE
003841 | THEATRES | THEATRES | 2009-03-31 | 0 | SYSTEM 5000 ELECTROSURGICAL | GENERATOR
003842 | THEATRES | THEATRES | 2009-03-31 | 0 | SYSTEM 5000 ELECTROSURGICAL | GENERATOR
003843 | THEATRES | THEATRES | 2009-03-31 | 0 | OPERATING MICROSCOPE
003845 | RADIOLOGY | RADIOLOGY | 2009-03-31 | 0 | ANDROS ANAESTHETIC AGENT | MONITOR
003846 | RADIOLOGY | RADIOLOGY | 2009-03-31 | 0 | VITALOGIK 5500 PATIENT MONITOR
003847 | RADIOLOGY | RADIOLOGY | 2009-03-31 | 0 | VERIFY NOW INSTRUMENT
003848 | THEATRES | THEATRES | 2009-03-31 | 0 | AESTIVA/5 7900 ANAESTHETIC | MACHINE
003849 | RADIOLOGY | RADIOLOGY | 2009-03-31 | 0 | AESTIVA/5 7900 ANAESTHETIC | MACHINE
003850 | NEURO REHAB UNIT | NEURO REHAB UNIT | 2009-03-31 | 0 | SARA PLUS STANDAID WITH SCALE | AND COMMODE SEAT
003852 | RADIOLOGY | RADIOLOGY | 2009-03-31 | 0 | 3.0T SIGNA MR750 MRI SCANNER
003853 | NEUROPATHOLOGY | NEUROPATHOLOGY | 2009-03-31 | 0 | CLASS I MICROBIOLOGY CABINET | (PRION FACILITY)
003854 | NEUROPATHOLOGY | NEUROPATHOLOGY | 2009-03-31 | 0 | AUTOMATED VACUUM TISSUE | PROCESSOR LEICA ASP300S
003904 | HORSLEY WARD | HORSLEY WARD | 2009-06-30 | 0 | HEPA 8 SCOPE DRYING CABINET
003905 | DOTT WARD | DOTT WARD | 2009-06-30 | 0 | PROPAQ LT PATIENT MONITOR | UPGRADE
003906 | CAIRNS WARD | CAIRNS WARD | 2009-06-30 | 0 | PROPAQ LT PATIENT MONITOR | UPGRADE
003907 | SHERRINGTON WARD | SHERRINGTON WARD | 2009-06-30 | 0 | PROPAQ LT PATIENT MONITOR | UPGRADE
003908 | CATON WARD | CATON WARD | 2009-06-30 | 0 | PROPAQ LT PATIENT MONITOR | UPGRADE
003909 | CAIRNS WARD | CAIRNS WARD | 2009-06-30 | 0 | SOVEREIGN PATIENT BATH
003910 | NEUROPATHOLOGY | NEUROPATHOLOGY | 2009-06-30 | 0 | HEATED PARAFFIN EMBEDDING | SYSTEM
003922 | RADIOLOGY | RADIOLOGY IN ITU | 2009-09-30 | 0 | REMOTE CONTROLLED MRI SINGLE | CHANNEL INFUSION PUMP
003923 | RADIOLOGY | RADIOLOGY IN ITU | 2009-09-30 | 0 | MRI SINGLE CHANNEL INFUSION | PUMP & NON MAG IV POLE
003924 | RADIOLOGY | RADIOLOGY IN ITU | 2009-09-30 | 0 | MRI SINGLE CHANNEL INFUSION | PUMP & NON MAG IV POLE
003925 | RADIOLOGY | RADIOLOGY MR GA ROOM | 2009-09-30 | 57.04 | MRI BLEASE GENIUS ANAESTHETIC | MACHINE
003926 | THEATRES | THEATRES | 2009-09-30 | 55.88 | WILSON PLUS FRAME
003931 | NEUROPATHOLOGY | NEUROPATHOLOGY | 2009-09-30 | 55.14 | INNOVA U725 FREEZER
003974 | CAIRNS WARD | CAIRNS WARD | 2009-12-31 | 0 | MAXIMOVE HOIST WITH SCALE
003975 | CATON WARD | CATON WARD | 2009-12-31 | 0 | MAXIMOVE HOIST WITH SCALE
004081 | JEFFERSON WARD | JEFFERSON WARD | 2009-12-31 | 255.77 | PROPAQ LT PATIENT MONITOR
004098 | NEUROPHYSIOLOGY (WCNN) | NEUROPHYSIOLOGY (WCNN) | 2009-12-31 | 0 | XLTEK PROTEKTOR 16 CH EP | INTRA OPERATIVE MGMT SYST
004102 | NEUROPATHOLOGY | NEUROPATHOLOGY | 2009-12-31 | 1411.81 | TRITURUS ANALYSER
004106 | LIPTON WARD | LIPTON WARD | 2010-03-31 | 410.25 | SARA PLUS STANDAID WITH SCALE | AND COMMODE SEAT
004125 | HORSLEY WARD | HORSLEY WARD | 2010-03-31 | 1129.03 | ENVOY PATIENT MONITOR
004126 | HORSLEY WARD | HORSLEY WARD | 2010-03-31 | 1129.01 | ENVOY PATIENT MONITOR
004127 | HORSLEY WARD | HORSLEY WARD | 2010-03-31 | 1129.02 | ENVOY PATIENT MONITOR
004128 | HORSLEY WARD | HORSLEY WARD | 2010-03-31 | 1129.01 | ENVOY PATIENT MONITOR
004129 | HORSLEY WARD | HORSLEY WARD | 2010-03-31 | 597.42 | VITALOGIK 4500 PORTABLE | PATIENT MONITOR
004140 | HORSLEY WARD | HORSLEY WARD | 2010-03-31 | 688.27 | OXYLOG 3000 PORTABLE | VENTILATOR
004141 | HORSLEY WARD | HORSLEY WARD | 2010-03-31 | 4211.58 | PONTA SYSTEMS EXPANSION
004142 | HORSLEY WARD | HORSLEY WARD | 2010-03-31 | 556.72 | AVANTGUARD 1600 BED
004143 | HORSLEY WARD | HORSLEY WARD | 2010-03-31 | 556.72 | AVANTGUARD 1600 BED
004144 | HORSLEY WARD | HORSLEY WARD | 2010-03-31 | 556.72 | AVANTGUARD 1600 BED
004145 | HORSLEY WARD | HORSLEY WARD | 2010-03-31 | 556.72 | AVANTGUARD 1600 BED
004146 | HORSLEY WARD | HORSLEY WARD | 2010-03-31 | 556.72 | AVANTGUARD 1600 BED
004147 | HORSLEY WARD | HORSLEY WARD | 2010-03-31 | 556.72 | AVANTGUARD 1600 BED
004148 | HORSLEY WARD | HORSLEY WARD | 2010-03-31 | 556.72 | AVANTGUARD 1600 BED
004149 | HORSLEY WARD | HORSLEY WARD | 2010-03-31 | 248.08 | SERTAIN S4300 HEIGHT | ADJUSTABLE PRESSURE CHAIR
004150 | HORSLEY WARD | HORSLEY WARD | 2010-03-31 | 303.18 | SERTAIN S4300 HEIGHT | ADJUSTABLE PRESSURE CHAIR
004151 | HORSLEY WARD | HORSLEY WARD | 2010-03-31 | 303.18 | SERTAIN S4300 HEIGHT | ADJUSTABLE PRESSURE CHAIR
004152 | HORSLEY WARD | HORSLEY WARD | 2010-03-31 | 303.18 | SERTAIN S4300 HEIGHT | ADJUSTABLE PRESSURE CHAIR
004153 | HORSLEY WARD | HORSLEY WARD | 2010-03-31 | 303.21 | SERTAIN S4300 HEIGHT | ADJUSTABLE PRESSURE CHAIR
004162 | HORSLEY WARD | HORSLEY WARD | 2010-03-31 | 1224.34 | EVITA XL VENTILATOR
004163 | HORSLEY WARD | HORSLEY WARD | 2010-03-31 | 1224.34 | EVITA XL VENTILATOR
004164 | HORSLEY WARD | HORSLEY WARD | 2010-03-31 | 1224.34 | EVITA XL VENTILATOR
004165 | HORSLEY WARD | HORSLEY WARD | 2010-03-31 | 1224.34 | EVITA XL VENTILATOR
004166 | HORSLEY WARD | HORSLEY WARD | 2010-03-31 | 1224.34 | EVITA XL VENTILATOR
004167 | HORSLEY WARD | HORSLEY WARD | 2010-03-31 | 1224.34 | EVITA XL VENTILATOR
004168 | HORSLEY WARD | HORSLEY WARD | 2010-03-31 | 1224.34 | EVITA XL VENTILATOR
004169 | HORSLEY WARD | HORSLEY WARD | 2010-03-31 | 1224.34 | EVITA XL VENTILATOR
004170 | HORSLEY WARD | HORSLEY WARD | 2010-03-31 | 1224.34 | EVITA XL VENTILATOR
004171 | HORSLEY WARD | HORSLEY WARD | 2010-03-31 | 1224.34 | EVITA XL VENTILATOR
004172 | HORSLEY WARD | HORSLEY WARD | 2010-03-31 | 924.5 | PICCO2 HEAMODYNAMIC MONITOR
004173 | HORSLEY WARD | HORSLEY WARD | 2010-03-31 | 924.49 | PICCO2 HEAMODYNAMIC MONITOR
004174 | HORSLEY WARD | HORSLEY WARD | 2010-03-31 | 924.49 | PICCO2 HEAMODYNAMIC MONITOR
004175 | HORSLEY WARD | HORSLEY WARD | 2010-03-31 | 924.49 | PICCO2 HEAMODYNAMIC MONITOR
004176 | HORSLEY WARD | HORSLEY WARD | 2010-03-31 | 331.87 | HEARTSTART MRX MONITOR / | DEFIBRILLATOR
004183 | NEURO REHAB UNIT | NEURO REHAB UNIT | 2010-03-31 | 349.01 | MAXIMOVE HOIST WITH SCALE & | MEDIUM PDPS
004184 | CATON WARD | CATON WARD | 2010-03-31 | 578.87 | PARKER PATIENT BATH
004189 | LIPTON WARD | LIPTON WARD | 2010-03-31 | 447.47 | PROPAQ LT PATIENT MONITOR
004190 | LIPTON WARD | LIPTON WARD | 2010-03-31 | 344.58 | MAXIMOVE HOIST WITH SCALE & | MEDIUM PDPS
004202 | LIPTON WARD | LIPTON WARD | 2010-03-31 | 356.11 | MAXIMOVE HOIST WITH SCALE & | MEDIUM PDPS
004205 | THERAPIES | THERAPIES | 2010-03-31 | 414.77 | SARA PLUS STANDAID WITH SCALE | AND COMMODE SEAT
004215 | NEUROPHYSIOLOGY (WCNN) | NEUROPHYSIOLOGY (WCNN) | 2010-03-31 | 0 | VIKING QUEST 4 CHANNEL | PORTABLE EMG/NCV SYSTEMS
004216 | NEUROPHYSIOLOGY (WCNN) | NEUROPHYSIOLOGY (WCNN) | 2010-03-31 | 0 | VIKING QUEST 4 CHANNEL | PORTABLE EMG/NCV SYSTEMS
004221 | NEUROPATHOLOGY | NEUROPATHOLOGY | 2010-03-31 | 10690.83 | ACQUITY UPLC MASS SPECTROMETER | SYSTEM
004222 | NEUROPATHOLOGY | NEUROPATHOLOGY | 2010-03-31 | 3125.64 | BOND III PROCESSING MODULE | & SYSTEM CONTROL KIT
004243 | HORSLEY WARD | HORSLEY WARD | 2010-06-30 | 1902.64 | ALSIUS THERMOGARD XP PATIENT | COOLING SYSTEM
004244 | HORSLEY WARD | HORSLEY WARD | 2010-06-30 | 107.8 | INJECTOMAT MC AGILIA SYRINGE | DRIVER
004245 | HORSLEY WARD | HORSLEY WARD | 2010-06-30 | 107.8 | INJECTOMAT MC AGILIA SYRINGE | DRIVER
004246 | HORSLEY WARD | HORSLEY WARD | 2010-06-30 | 107.8 | INJECTOMAT MC AGILIA SYRINGE | DRIVER
004247 | HORSLEY WARD | HORSLEY WARD | 2010-06-30 | 107.8 | INJECTOMAT MC AGILIA SYRINGE | DRIVER
004248 | HORSLEY WARD | HORSLEY WARD | 2010-06-30 | 107.8 | INJECTOMAT MC AGILIA SYRINGE | DRIVER
004249 | HORSLEY WARD | HORSLEY WARD | 2010-06-30 | 107.8 | INJECTOMAT MC AGILIA SYRINGE | DRIVER
004250 | HORSLEY WARD | HORSLEY WARD | 2010-06-30 | 107.8 | INJECTOMAT MC AGILIA SYRINGE | DRIVER
004251 | HORSLEY WARD | HORSLEY WARD | 2010-06-30 | 107.8 | INJECTOMAT MC AGILIA SYRINGE | DRIVER
004252 | HORSLEY WARD | HORSLEY WARD | 2010-06-30 | 107.8 | INJECTOMAT MC AGILIA SYRINGE | DRIVER
004253 | HORSLEY WARD | HORSLEY WARD | 2010-06-30 | 107.8 | INJECTOMAT MC AGILIA SYRINGE | DRIVER
004254 | HORSLEY WARD | HORSLEY WARD | 2010-06-30 | 107.8 | INJECTOMAT MC AGILIA SYRINGE | DRIVER
004255 | HORSLEY WARD | HORSLEY WARD | 2010-06-30 | 107.8 | INJECTOMAT MC AGILIA SYRINGE | DRIVER
004256 | HORSLEY WARD | HORSLEY WARD | 2010-06-30 | 107.8 | INJECTOMAT MC AGILIA SYRINGE | DRIVER
004257 | HORSLEY WARD | HORSLEY WARD | 2010-06-30 | 107.8 | INJECTOMAT MC AGILIA SYRINGE | DRIVER
004258 | HORSLEY WARD | HORSLEY WARD | 2010-06-30 | 107.8 | INJECTOMAT MC AGILIA SYRINGE | DRIVER
004259 | HORSLEY WARD | HORSLEY WARD | 2010-06-30 | 107.8 | INJECTOMAT MC AGILIA SYRINGE | DRIVER
004260 | HORSLEY WARD | HORSLEY WARD | 2010-06-30 | 107.8 | INJECTOMAT MC AGILIA SYRINGE | DRIVER
004261 | HORSLEY WARD | HORSLEY WARD | 2010-06-30 | 107.8 | INJECTOMAT MC AGILIA SYRINGE | DRIVER
004262 | HORSLEY WARD | HORSLEY WARD | 2010-06-30 | 107.8 | INJECTOMAT MC AGILIA SYRINGE | DRIVER
004263 | HORSLEY WARD | HORSLEY WARD | 2010-06-30 | 107.8 | INJECTOMAT MC AGILIA SYRINGE | DRIVER
004264 | HORSLEY WARD | HORSLEY WARD | 2010-06-30 | 107.8 | INJECTOMAT MC AGILIA SYRINGE | DRIVER
004265 | HORSLEY WARD | HORSLEY WARD | 2010-06-30 | 107.8 | INJECTOMAT MC AGILIA SYRINGE | DRIVER
004266 | HORSLEY WARD | HORSLEY WARD | 2010-06-30 | 107.8 | INJECTOMAT MC AGILIA SYRINGE | DRIVER
004267 | HORSLEY WARD | HORSLEY WARD | 2010-06-30 | 107.8 | INJECTOMAT MC AGILIA SYRINGE | DRIVER
004268 | HORSLEY WARD | HORSLEY WARD | 2010-06-30 | 107.8 | INJECTOMAT MC AGILIA SYRINGE | DRIVER
004269 | HORSLEY WARD | HORSLEY WARD | 2010-06-30 | 107.8 | INJECTOMAT MC AGILIA SYRINGE | DRIVER
004270 | HORSLEY WARD | HORSLEY WARD | 2010-06-30 | 107.8 | INJECTOMAT MC AGILIA SYRINGE | DRIVER
004271 | HORSLEY WARD | HORSLEY WARD | 2010-06-30 | 107.8 | INJECTOMAT MC AGILIA SYRINGE | DRIVER
004272 | HORSLEY WARD | HORSLEY WARD | 2010-06-30 | 107.8 | INJECTOMAT MC AGILIA SYRINGE | DRIVER
004273 | HORSLEY WARD | HORSLEY WARD | 2010-06-30 | 107.8 | INJECTOMAT MC AGILIA SYRINGE | DRIVER
004274 | HORSLEY WARD | HORSLEY WARD | 2010-06-30 | 107.8 | INJECTOMAT MC AGILIA SYRINGE | DRIVER
004275 | HORSLEY WARD | HORSLEY WARD | 2010-06-30 | 107.8 | INJECTOMAT MC AGILIA SYRINGE | DRIVER
004276 | HORSLEY WARD | HORSLEY WARD | 2010-06-30 | 107.8 | INJECTOMAT MC AGILIA SYRINGE | DRIVER
004277 | HORSLEY WARD | HORSLEY WARD | 2010-06-30 | 107.8 | INJECTOMAT MC AGILIA SYRINGE | DRIVER
004278 | HORSLEY WARD | HORSLEY WARD | 2010-06-30 | 107.8 | INJECTOMAT MC AGILIA SYRINGE | DRIVER
004279 | HORSLEY WARD | HORSLEY WARD | 2010-06-30 | 107.8 | INJECTOMAT MC AGILIA SYRINGE | DRIVER
004280 | HORSLEY WARD | HORSLEY WARD | 2010-06-30 | 107.8 | INJECTOMAT MC AGILIA SYRINGE | DRIVER
004281 | HORSLEY WARD | HORSLEY WARD | 2010-06-30 | 107.8 | INJECTOMAT MC AGILIA SYRINGE | DRIVER
004282 | HORSLEY WARD | HORSLEY WARD | 2010-06-30 | 107.8 | INJECTOMAT MC AGILIA SYRINGE | DRIVER
004283 | HORSLEY WARD | HORSLEY WARD | 2010-06-30 | 107.8 | INJECTOMAT MC AGILIA SYRINGE | DRIVER
004284 | HORSLEY WARD | HORSLEY WARD | 2010-06-30 | 107.8 | INJECTOMAT MC AGILIA SYRINGE | DRIVER
004285 | HORSLEY WARD | HORSLEY WARD | 2010-06-30 | 107.8 | INJECTOMAT MC AGILIA SYRINGE | DRIVER
004286 | HORSLEY WARD | HORSLEY WARD | 2010-06-30 | 107.8 | INJECTOMAT MC AGILIA SYRINGE | DRIVER
004287 | HORSLEY WARD | HORSLEY WARD | 2010-06-30 | 127.2 | VOLUMAT MC AGILIA INFUSION | PUMP
004288 | HORSLEY WARD | HORSLEY WARD | 2010-06-30 | 127.2 | VOLUMAT MC AGILIA INFUSION | PUMP
004289 | HORSLEY WARD | HORSLEY WARD | 2010-06-30 | 127.2 | VOLUMAT MC AGILIA INFUSION | PUMP
004290 | HORSLEY WARD | HORSLEY WARD | 2010-06-30 | 127.2 | VOLUMAT MC AGILIA INFUSION | PUMP
004291 | HORSLEY WARD | HORSLEY WARD | 2010-06-30 | 127.2 | VOLUMAT MC AGILIA INFUSION | PUMP
004292 | HORSLEY WARD | HORSLEY WARD | 2010-06-30 | 127.2 | VOLUMAT MC AGILIA INFUSION | PUMP
004293 | HORSLEY WARD | HORSLEY WARD | 2010-06-30 | 127.2 | VOLUMAT MC AGILIA INFUSION | PUMP
004294 | HORSLEY WARD | HORSLEY WARD | 2010-06-30 | 127.2 | VOLUMAT MC AGILIA INFUSION | PUMP
004295 | HORSLEY WARD | HORSLEY WARD | 2010-06-30 | 127.2 | VOLUMAT MC AGILIA INFUSION | PUMP
004296 | HORSLEY WARD | HORSLEY WARD | 2010-06-30 | 127.2 | VOLUMAT MC AGILIA INFUSION | PUMP
004297 | HORSLEY WARD | HORSLEY WARD | 2010-06-30 | 127.2 | VOLUMAT MC AGILIA INFUSION | PUMP
004298 | HORSLEY WARD | HORSLEY WARD | 2010-06-30 | 127.2 | VOLUMAT MC AGILIA INFUSION | PUMP
004299 | HORSLEY WARD | HORSLEY WARD | 2010-06-30 | 127.2 | VOLUMAT MC AGILIA INFUSION | PUMP
004300 | HORSLEY WARD | HORSLEY WARD | 2010-06-30 | 127.2 | VOLUMAT MC AGILIA INFUSION | PUMP
004301 | HORSLEY WARD | HORSLEY WARD | 2010-06-30 | 127.2 | VOLUMAT MC AGILIA INFUSION | PUMP
004302 | HORSLEY WARD | HORSLEY WARD | 2010-06-30 | 127.2 | VOLUMAT MC AGILIA INFUSION | PUMP
004303 | HORSLEY WARD | HORSLEY WARD | 2010-06-30 | 127.2 | VOLUMAT MC AGILIA INFUSION | PUMP
004304 | HORSLEY WARD | HORSLEY WARD | 2010-06-30 | 127.2 | VOLUMAT MC AGILIA INFUSION | PUMP
004305 | HORSLEY WARD | HORSLEY WARD | 2010-06-30 | 127.2 | VOLUMAT MC AGILIA INFUSION | PUMP
004306 | HORSLEY WARD | HORSLEY WARD | 2010-06-30 | 127.2 | VOLUMAT MC AGILIA INFUSION | PUMP
004307 | HORSLEY WARD | HORSLEY WARD | 2010-06-30 | 127.2 | VOLUMAT MC AGILIA INFUSION | PUMP
004308 | HORSLEY WARD | HORSLEY WARD | 2010-06-30 | 127.2 | VOLUMAT MC AGILIA INFUSION | PUMP
004309 | HORSLEY WARD | HORSLEY WARD | 2010-06-30 | 127.2 | VOLUMAT MC AGILIA INFUSION | PUMP
004310 | HORSLEY WARD | HORSLEY WARD | 2010-06-30 | 127.2 | VOLUMAT MC AGILIA INFUSION | PUMP
004311 | HORSLEY WARD | HORSLEY WARD | 2010-06-30 | 127.2 | VOLUMAT MC AGILIA INFUSION | PUMP
004312 | HORSLEY WARD | HORSLEY WARD | 2010-06-30 | 127.2 | VOLUMAT MC AGILIA INFUSION | PUMP
004313 | HORSLEY WARD | HORSLEY WARD | 2010-06-30 | 127.2 | VOLUMAT MC AGILIA INFUSION | PUMP
004314 | HORSLEY WARD | HORSLEY WARD | 2010-06-30 | 127.2 | VOLUMAT MC AGILIA INFUSION | PUMP
004315 | HORSLEY WARD | HORSLEY WARD | 2010-06-30 | 127.2 | VOLUMAT MC AGILIA INFUSION | PUMP
004316 | HORSLEY WARD | HORSLEY WARD | 2010-06-30 | 127.2 | VOLUMAT MC AGILIA INFUSION | PUMP
004317 | HORSLEY WARD | HORSLEY WARD | 2010-06-30 | 127.2 | VOLUMAT MC AGILIA INFUSION | PUMP
004318 | HORSLEY WARD | HORSLEY WARD | 2010-06-30 | 127.2 | VOLUMAT MC AGILIA INFUSION | PUMP
004319 | HORSLEY WARD | HORSLEY WARD | 2010-06-30 | 127.2 | VOLUMAT MC AGILIA INFUSION | PUMP
004320 | HORSLEY WARD | HORSLEY WARD | 2010-06-30 | 127.2 | VOLUMAT MC AGILIA INFUSION | PUMP
004321 | HORSLEY WARD | HORSLEY WARD | 2010-06-30 | 127.2 | VOLUMAT MC AGILIA INFUSION | PUMP
004322 | HORSLEY WARD | HORSLEY WARD | 2010-06-30 | 127.2 | VOLUMAT MC AGILIA INFUSION | PUMP
004323 | HORSLEY WARD | HORSLEY WARD | 2010-06-30 | 127.2 | VOLUMAT MC AGILIA INFUSION | PUMP
004324 | HORSLEY WARD | HORSLEY WARD | 2010-06-30 | 127.2 | VOLUMAT MC AGILIA INFUSION | PUMP
004325 | HORSLEY WARD | HORSLEY WARD | 2010-06-30 | 127.2 | VOLUMAT MC AGILIA INFUSION | PUMP
004326 | HORSLEY WARD | HORSLEY WARD | 2010-06-30 | 127.2 | VOLUMAT MC AGILIA INFUSION | PUMP
004327 | HORSLEY WARD | HORSLEY WARD | 2010-06-30 | 127.2 | VOLUMAT MC AGILIA INFUSION | PUMP
004328 | HORSLEY WARD | HORSLEY WARD | 2010-06-30 | 127.2 | VOLUMAT MC AGILIA INFUSION | PUMP
004329 | NEUROPATHOLOGY | NEUROPATHOLOGY | 2010-06-30 | 0 | FRIDGE FREEZER TEMPERATURE | MONITORING SYSTEM
004330 | NEUROPATHOLOGY | NEUROPATHOLOGY | 2010-06-30 | 0 | BLOOD GAS ANALYSER INTERFACE
004331 | HORSLEY WARD | HORSLEY WARD | 2010-06-30 | 107.8 | INJECTOMAT MC AGILIA SYRINGE | DRIVER
004332 | HORSLEY WARD | HORSLEY WARD | 2010-06-30 | 107.8 | INJECTOMAT MC AGILIA SYRINGE | DRIVER
004333 | HORSLEY WARD | HORSLEY WARD | 2010-06-30 | 107.8 | INJECTOMAT MC AGILIA SYRINGE | DRIVER
004334 | HORSLEY WARD | HORSLEY WARD | 2010-06-30 | 107.8 | INJECTOMAT MC AGILIA SYRINGE | DRIVER
004335 | HORSLEY WARD | HORSLEY WARD | 2010-06-30 | 107.8 | INJECTOMAT MC AGILIA SYRINGE | DRIVER
004336 | HORSLEY WARD | HORSLEY WARD | 2010-06-30 | 107.8 | INJECTOMAT MC AGILIA SYRINGE | DRIVER
004337 | HORSLEY WARD | HORSLEY WARD | 2010-06-30 | 107.8 | INJECTOMAT MC AGILIA SYRINGE | DRIVER
004338 | HORSLEY WARD | HORSLEY WARD | 2010-06-30 | 107.8 | INJECTOMAT MC AGILIA SYRINGE | DRIVER
004339 | HORSLEY WARD | HORSLEY WARD | 2010-06-30 | 107.8 | INJECTOMAT MC AGILIA SYRINGE | DRIVER
004340 | HORSLEY WARD | HORSLEY WARD | 2010-06-30 | 107.8 | INJECTOMAT MC AGILIA SYRINGE | DRIVER
004341 | HORSLEY WARD | HORSLEY WARD | 2010-06-30 | 107.8 | INJECTOMAT MC AGILIA SYRINGE | DRIVER
004342 | HORSLEY WARD | HORSLEY WARD | 2010-06-30 | 107.8 | INJECTOMAT MC AGILIA SYRINGE | DRIVER
004343 | HORSLEY WARD | HORSLEY WARD | 2010-06-30 | 107.8 | INJECTOMAT MC AGILIA SYRINGE | DRIVER
004345 | HORSLEY WARD | HORSLEY WARD | 2010-09-30 | 2401.47 | EVITA XL VENTILATOR
004346 | HORSLEY WARD | HORSLEY WARD | 2010-09-30 | 2401.1 | EVITA XL VENTILATOR
004347 | HORSLEY WARD | HORSLEY WARD | 2010-09-30 | 2401.1 | EVITA XL VENTILATOR
004348 | HORSLEY WARD | HORSLEY WARD | 2010-09-30 | 2401.1 | EVITA XL VENTILATOR
004361 | HORSLEY WARD | HORSLEY WARD | 2010-12-31 | 19.78 | MEALTRAY FOR SERTAIN S4300 | HEIGHT ADJUSTABLE CHAIR
004366 | THEATRES | THEATRES | 2010-12-31 | 597.08 | ULTRAVIEW SL2600 PATIENT | MONITOR
004367 | THEATRES | THEATRES | 2010-12-31 | 597.08 | ULTRAVIEW SL2600 PATIENT | MONITOR
004368 | THEATRES | THEATRES | 2010-12-31 | 597.11 | ULTRAVIEW SL2600 PATIENT | MONITOR
004370 | THEATRES | THEATRES | 2010-12-31 | 597.11 | ULTRAVIEW SL2600 PATIENT | MONITOR
004371 | THEATRES | THEATRES | 2010-12-31 | 1096.76 | SYSTEM 5000 ELECTROSURGICAL | GENERATOR
004394 | RADIOLOGY | RADIOLOGY PART OF OPEN SCANNER 3898 | 2011-03-31 | 207.46 | SIGNA OVATION HD 0.35T XL | BODY COIL
004403 | DOTT WARD | DOTT WARD | 2011-03-31 | 1893.54 | SOVEREIGN HEIGHT ADJUSTABLE | BATH
004404 | THEATRES | THEATRES | 2011-03-31 | 4037.02 | ALLEN SPINAL TABLE COMPLETE | WITH 'C' FLEX SYSTEM
004405 | THEATRES | THEATRES | 2011-03-31 | 5533.55 | OPERATING TABLE WITH CARBON | FIBRE ATTACHMENT
004406 | THEATRES | THEATRES | 2011-03-31 | 1116.25 | ARTICULATING ARM
004407 | THEATRES | THEATRES | 2011-03-31 | 3994.39 | ANSPACH BLACKMAX DRILL SYSTEM
004408 | THEATRES | THEATRES | 2011-03-31 | 3994.39 | ANSPACH BLACKMAX DRILL SYSTEM
004409 | THEATRES | THEATRES | 2011-03-31 | 3994.4 | ANSPACH BLACKMAX DRILL SYSTEM
004410 | RADIOLOGY | RADIOLOGY IN THEATRES | 2011-03-31 | 15699.73 | IMAGE INTENSIFIER
004411 | HISTOLOGY | HISTOLOGY | 2011-03-31 | 6692.57 | LEICA DM4000 MICROSCOPE
004412 | HISTOLOGY | HISTOLOGY | 2011-03-31 | 1258.37 | INNOVA U725 UPRIGHT FREEZER
004413 | NEURO REHAB UNIT | NEURO REHAB UNIT | 2011-03-31 | 0 | BLADDER SCANNER
004414 | NEURO REHAB UNIT | NEURO REHAB UNIT | 2011-03-31 | 0 | BLADDER SCANNER
004415 | HORSLEY WARD | HORSLEY WARD | 2011-03-31 | 0 | NANOMAXX ULTRASOUND SCANNER
004416 | NEUROLOGY | NEUROLOGY | 2011-03-31 | 0 | MEDELEC SYNERGY N2 PORTABLE | EMG SYSTEM
004417 | NEUROPATHOLOGY | NEUROPATHOLOGY | 2011-03-31 | 2526.94 | BLOOD GAS ANALYSER GEM | PERIMETER 4000
004418 | THEATRES | THEATRES | 2011-03-31 | 1116.25 | ARTICULATING ARM
004419 | THEATRES | THEATRES | 2011-03-31 | 929.89 | ARTICULATING ARM
004420 | HORSLEY WARD | HORSLEY WARD | 2011-03-31 | 950 | VISTA BIS PATIENT MONITOR
004421 | HORSLEY WARD | HORSLEY WARD | 2011-03-31 | 950 | VISTA BIS PATIENT MONITOR
004422 | HORSLEY WARD | HORSLEY WARD | 2011-03-31 | 950 | VISTA BIS PATIENT MONITOR
004423 | HORSLEY WARD | HORSLEY WARD | 2011-03-31 | 950 | VISTA BIS PATIENT MONITOR
004424 | HORSLEY WARD | HORSLEY WARD | 2011-03-31 | 950 | VISTA BIS PATIENT MONITOR
004425 | DOTT WARD | DOTT WARD | 2011-03-31 | 812.72 | INTRACRANIAL PRESSURE RECORDER
004426 | SHERRINGTON WARD | SHERRINGTON WARD | 2011-03-31 | 812.72 | INTRACRANIAL PRESSURE RECORDER
004427 | CATON WARD | CATON WARD | 2011-03-31 | 812.72 | INTRACRANIAL PRESSURE RECORDER
004428 | SHERRINGTON WARD | SHERRINGTON WARD | 2011-03-31 | 4632.81 | TOTAL CARE CONNECT SPO2RT | PULMONARY BED SYSTEM
004429 | DOTT WARD | DOTT WARD | 2011-03-31 | 805.47 | SPIRIT ULTRA LOW BED
004430 | SHERRINGTON WARD | SHERRINGTON WARD | 2011-03-31 | 805.47 | SPIRIT ULTRA LOW BED
004450 | THEATRES | THEATRES | 2011-09-30 | 5000 | AXIEM PORTABLE NAVIGATION | ADD-ON KIT
004451 | NEUROLOGY | NEUROLOGY | 2011-09-30 | 4993.55 | M-TURBO ULTRASOUND SYSTEM
004454 | NEUROPATHOLOGY | NEUROPATHOLOGY | 2011-09-30 | 750 | SAS-1 PLUS ELECTROPHORESIS | ANALYSER
004455 | NEUROPATHOLOGY | NEUROPATHOLOGY | 2011-09-30 | 750 | SAS-2 ELECTROPHORESIS GEL | PROCESSOR
004469 | RADIOLOGY | RADIOLOGY | 2011-12-31 | 294377.34 | AQUILION ONE CT SCANNER
004476 | THEATRES | THEATRES | 2011-12-31 | 1946 | BLACKBELT CERVICAL RETRACTOR | SYSTEM
004477 | THEATRES | THEATRES | 2011-12-31 | 1946 | BLACKBELT CERVICAL RETRACTOR | SYSTEM
004478 | THEATRES | THEATRES | 2011-12-31 | 1960 | SYSTEM 5000 ELECTROSURGICAL | GENERATOR
004479 | NEUROPATHOLOGY | NEUROPATHOLOGY | 2011-12-31 | 1968.38 | LEICA DM2000 MICROSCOPE
004483 | HORSLEY WARD | HORSLEY WARD | 2011-12-31 | 0 | ENVOY MONITOR UPGRADE
004484 | THEATRES | THEATRES | 2012-03-30 | 43113.75 | OPERATING MICROSCOPE OH4 LEICA
004485 | THEATRES | THEATRES | 2012-03-30 | 43113.75 | OPERATING MICROSCOPES OH4 | LEICA
004487 | THEATRES | THEATRES | 2012-03-30 | 10850 | SPECLABS 990 VENTILATOR WITH | ABSORBER
004488 | THEATRES | THEATRES | 2012-03-30 | 2449 | MCULLOCH MICRO DISC RETRACTORS
004489 | THEATRES | THEATRES | 2012-03-30 | 3408.53 | SONOSITE
004490 | THEATRES | THEATRES | 2012-03-30 | 1698.21 | INTEGRA MAYFIELD BUDDE HALO
004491 | THEATRES | THEATRES | 2012-03-30 | 1698.21 | INTEGRA MAYFIELD BUDDE HALO
004492 | THEATRES | THEATRES | 2012-03-30 | 1698.05 | INTEGRA MAYFIELD BUDDE HALO
004493 | THEATRES | THEATRES | 2012-03-30 | 7724.71 | MAQUET OPERATING TABLES
004494 | THEATRES | THEATRES | 2012-03-30 | 7724.71 | MAQUET OPERATING TABLES
004495 | THEATRES | THEATRES | 2012-03-30 | 2343.48 | VERATHON BLADDER SCANNER
004496 | THEATRES | THEATRES | 2012-03-30 | 2343.48 | VERATHON BLADDER SCANNER
004497 | THEATRES | THEATRES | 2012-03-30 | 2343.48 | VERATHON BLADDER SCANNER
004498 | THEATRES | THEATRES | 2012-03-30 | 9749.5 | SONOSITE EDGE ULTRASOUND | SYSTEM
004500 | THEATRES | THEATRES | 2012-03-30 | 0 | COLIBRA DRILL SYSTEM WITH | BATTERY
004501 | THEATRES | THEATRES | 2012-03-30 | 3867.25 | PURICORE ENDOSCOPE CABINET
004502 | THEATRES | THEATRES | 2012-03-30 | 0 | ALLEN BOW FRAME
004503 | THEATRES | THEATRES | 2012-03-30 | 0 | ALLEN BOW FRAME
004504 | THEATRES | THEATRES | 2012-03-30 | 0 | NEUROTECHNICS INTUBATION | HEAD RING KIT/MAYFIELD AD
004505 | THEATRES | THEATRES | 2012-03-30 | 0 | NEUROTECHNICS CRW PRECISION | ARC SYSTEM
004506 | THEATRES | THEATRES | 2012-03-30 | 0 | NEUROTECHNICS PHANTOM BASE | SYSTEM
004507 | THEATRES | THEATRES | 2012-03-30 | 0 | NEUROTECHNICS HEAD RING BASIC
004519 | NEUROSURGERY | NEUROSURGERY | 2012-03-30 | 3408.53 | NANOMAX SONOSITE
004530 | BIOCHEMISTRY | BIOCHEMISTRY | 2012-06-29 | 4912.84 | DM2500 LEICA MICROSCOPE
004531 | THEATRES | THEATRES | 2012-06-29 | 5089.8 | SUPER SLIDE TITANIUM RETRACTOR
004532 | THEATRES | THEATRES | 2012-06-29 | 5089.8 | SUPER SLIDE TITANIUM RETRACTOR
004533 | THEATRES | THEATRES | 2012-06-29 | 2252.5 | BLACK BELT CERVICAL RETRACTOR | SYSTEM
004534 | THEATRES | THEATRES | 2012-06-29 | 2252.5 | BLACK BELT CERVICAL RETRACTOR | SYSTEM
004541 | THEATRES | THEATRES | 2012-09-29 | 1860.7 | VERATHON GLIDESCOPE AVL | MOBILE CART
004542 | THEATRES | THEATRES | 2012-09-29 | 1860.7 | VERATHON GLIDESCOPE AVL | MOBILE CART
004543 | THEATRES | THEATRES | 2012-09-29 | 1855.95 | VERATHON GLIDESCOPE AVL | MOBILE CART
004549 | THEATRES | THEATRES | 2013-03-31 | 61402.34 | LEICA M525 OH4 SURGICAL | MICROSCOPE
004550 | THEATRES | THEATRES | 2013-03-31 | 11924.53 | MAQUET ALPHASTAR OPERATING | TABLE MOBILE
004551 | THEATRES | THEATRES | 2013-03-31 | 4409.65 | FACIAL NERVE STIMULATOR | MAGISTEM
004552 | THEATRES | THEATRES | 2013-03-31 | 7476.97 | BLEASE SIRIUS ANAESTHESIA | MACHINE
004553 | THEATRES | THEATRES | 2013-03-31 | 7476.97 | BLEASE SIRIUS ANAESTHESIA | MACHINE
004554 | THEATRES | THEATRES | 2013-03-31 | 3175.98 | CONMED DIATHERMY SYSTEM | 5000 ELECTROS
004555 | THEATRES | THEATRES | 2013-03-31 | 2694.31 | NEUROTECHNICS WILSON PLUS | RWF W/SHEAR FACE PLATE
004556 | THEATRES | THEATRES | 2013-03-31 | 2428.77 | 36KHZ HANDPIECE C2602 INTEGRA
004557 | THEATRES | THEATRES | 2013-03-31 | 2428.77 | 36KHZ HANDPIECE C2602 INTEGRA
004558 | THEATRES | THEATRES | 2013-03-31 | 2428.77 | 36KHZ HANDPIECE C2602 INTEGRA
004559 | THEATRES | THEATRES | 2013-03-31 | 3106.52 | 36KHZ HANDPIECE C2602 PLUS | TRAY/BASE/
004560 | THEATRES | THEATRES | 2013-03-31 | 4945 | COMPACT MONITOR 91390 WITH | BASE UNIT MULTIGAS MODU
004561 | THEATRES | THEATRES | 2013-03-31 | 4945 | COMPACT MONITOR 91390 WITH | BASE
004562 | THEATRES | THEATRES | 2013-03-31 | 0 | DORO SKULL CLAMP WITH | HORESHOE HEADREST
004563 | THEATRES | THEATRES | 2013-03-31 | 0 | DORO SKULL CLAMP WITH | HORSESHOE HEADREST
004564 | THEATRES | THEATRES | 2013-03-31 | 3278.98 | NDS RADIANCE 55" LED WITH | FIBRE SURGICAL SCREEN
004565 | THEATRES | THEATRES | 2013-03-31 | 3278.98 | NDS RADIANCE 55" LED WITH | FIBRE SURGICAL SCREEN
004566 | THEATRES | THEATRES | 2013-03-31 | 6449.27 | A70100 ALLEN FLEX FRAME WITH | CLAMPS
004567 | THEATRES | THEATRES | 2013-03-31 | 6449.27 | A70100 ALLEN FLEX FRAME AND | ACCESSORIES
004593 | HORSLEY WARD | HORSLEY WARD | 2013-03-31 | 0 | ARTIC SUN THERAPEUTIC | HYPOTHERMIA SYSTEM
004594 | HORSLEY WARD | HORSLEY WARD | 2013-03-31 | 0 | ARTIC SUN 500 THERAPEUTIC | HYPOTHERMIA SYSTEM
004595 | SHERRINGTON WARD | SHERRINGTON WARD | 2013-03-31 | 0 | CONCERTO SHOWER TROLLEY
004596 | THEATRES | THEATRES | 2013-03-31 | 0 | BUDDE HALO REYRACTOR SYSTEM
004597 | THEATRES | THEATRES | 2013-03-31 | 0 | BUDDE HALO RETRACTOR SYSTEM
004599 | THEATRES | THEATRES | 2013-03-31 | 4945 | COMPACT MONITOR FOR THEATRES
004600 | THEATRES | THEATRES | 2013-03-31 | 4945 | COMPACT MONITOR 91390 | INC ACCESSORIUES
004602 | THEATRES | THEATRES | 2013-03-31 | 6503.98 | CAVENDISH ANAESTHETIC MACHINE
004603 | THEATRES | THEATRES | 2013-03-31 | 6503.98 | CAVENDISH ANAESTHETIC MACHINE
004604 | THEATRES | THEATRES | 2013-03-31 | 6503.98 | CAVENDISH ANAESTHETIC MC
004605 | THEATRES | THEATRES | 2013-03-31 | 6503.98 | CAVENDISH ANAESTHETIC MC
004606 | RADIOLOGY | RADIOLOGY THEATRES | 2013-03-31 | 51486.05 | ZIEHM VISION MOBILE C ARM | IMAGE INTENSIFIER
004607 | THEATRES | THEATRES | 2013-03-31 | 0 | PITUITARY SUREQUIP EM200 | LEGEND EHS STYLUS MOTOR
004608 | THEATRES | THEATRES | 2013-03-31 | 0 | PITUITARY SUREQUIP EM200 | LEGEND ENT EQUIPMENT
004612 | RADIOLOGY | RADIOLOGY IT ON ALL MONITORS | 2013-03-31 | 0 | PACS EQUIPMENT LEASE
004613 | BIOCHEMISTRY | BIOCHEMISTRY | 2013-03-31 | 2820.07 | SIGMA 4 16KS CENTRIFUGE WITH | SWING OUT BUCKETS
004621 | MEDICAL RECORDS | MEDICAL RECORDS | 2013-03-31 | 10300.15 | MOBILE SHELVING X 103 BAYS | ARIZONA
004622 | THEATRES | THEATRES | 2013-03-31 | 41287 | ARIZONA THEATRE EQUIPMENT
004623 | CHAVASSE WARD | CHAVASSE WARD | 2013-03-31 | 103173.34 | ARIZONA WARDS EQUIPMENT
004630 | HISTOLOGY | LABS | 2013-05-19 | 11662.21 | LEICA CV5030 COVERSLIPPER
004631 | HISTOLOGY | LABS | 2013-04-17 | 3872.88 | LEICA SEMI MOTORIZED | MICROTOME RM2245
004632 | NEUROPHYSIOLOGY (WCNN) | NEUROPHYSIOLOGY (WCNN) | 2013-09-03 | 22748.25 | XLTEK TELEMETRY SYSTEM | LONGTERM MONITORING
004633 | NEUROPHYSIOLOGY (WCNN) | NEUROPHYSIOLOGY (WCNN) | 2013-09-03 | 22748.25 | XLTEK TELEMTRY SYSTEM | LONGTERM MONITORING
004634 | NEUROPHYSIOLOGY (WCNN) | NEUROPHYSIOLOGY (WCNN) | 2013-09-03 | 22748.25 | XLTEK TELEMETRY SYSTEM | LONGTERM MONITORING
004635 | NEUROPHYSIOLOGY (WCNN) | NEUROPHYSIOLOGY (WCNN) | 2013-09-03 | 14885.9 | XLTEK EEG 32 CHANNEL CLINIC | VIDEO MONITOR SYSTEM
004636 | NEUROPHYSIOLOGY (WCNN) | NEUROPHYSIOLOGY (WCNN) | 2013-09-03 | 14885.9 | XLTEK EEG 32 CHANNEL CLINIC | MONITORING SYSTEM
004637 | NEUROPHYSIOLOGY (WCNN) | NEUROPHYSIOLOGY (WCNN) | 2013-09-03 | 14885.9 | XLTEK EEG 32 CHANNEL CLINIC | VIDEO B EEG SYSTEM
004638 | NEUROPHYSIOLOGY (WCNN) | NEUROPHYSIOLOGY (WCNN) | 2013-09-03 | 14885.9 | XLTEK EEG 32 CHANNEL | CLINICAL VIDEO SYSTEM
004639 | NEUROPHYSIOLOGY (WCNN) | NEUROPHYSIOLOGY (WCNN) | 2013-09-03 | 14885.9 | XLTEK EEG 32 CHANNEL | CLINICAL VIDEO
004640 | NEUROSURGERY | THEATRES | 2013-08-14 | 0 | CRW FRAME PARTS ONLY | PROBE MICRO SLIDE AND REDUCIN
004642 | NEUROPATHOLOGY | LABS | 2013-08-10 | 3998.7 | EUROSTAR 111 PLUS MICROSCOPE
004650 | THEATRES | THEATRES | 2014-03-04 | 2062.5 | MEDTRONIC VERTECK 11 ARM
004651 | THEATRES | THEATRES | 2014-03-04 | 2062.5 | MEDTRNIC VERTECK 11 ARM
004652 | RADIOLOGY | RADIOLOGY 10307MRS04 | 2014-02-21 | 418454.1 | 1.5 OPTIMA MR45OW MRI | IMAGING EQUIP
004653 | RADIOLOGY | RADIOLOGY | 2014-02-21 | 79509.09 | MRI450 TURNKEY WORKS
004654 | HORSLEY WARD | HORSLEY WARD | 2014-03-27 | 0 | 10 AVANT GUARD 1600 ITU | ABILITY BED WITH SCALES OX
004655 | THEATRES | THEATRES | 2014-03-27 | 54707.4 | IMAGE GUIDE COMPLETE SYSTEM | BRAINLAB DUAL DISPLAY
004656 | THEATRES | THEATRES | 2014-03-20 | 57802.6 | IMAGE GUIDE S7 STEALTH STATION
004657 | THEATRES | THEATRES | 2014-03-20 | 57802.6 | IMAGE GUIDE S7 STEALTHSTATION | PLUS SOFTWARE
004658 | THEATRES | THEATRES | 2014-03-20 | 16959.6 | 8 MULTIGAS ANALYSERS | MONITORING ANAESTHETIC
004661 | THEATRES | THEATRES | 2014-03-24 | 39489.4 | MICRO ELECTRIC RECORDING | SYSTEM MER ISIS HEADBOX
004662 | THEATRES | THEATRES | 2014-03-04 | 2829.75 | MICROSCOPE INTEGRATION | SOFTWARE ZEISS PENTERO HUD
004663 | THEATRES | THEATRES | 2014-03-04 | 3060.75 | MICROSCOPE INTEGRATION | SOFTWARE LEICA OH4 S7
004664 | NEUROLOGY | NEUROPHYSIOLOGY | 2014-03-14 | 13059.75 | EEG RECORDER XLTEK TREX HD | AMBULATOR HOME TELEMETR
004665 | RADIOLOGY | FLUORO ROOM/XRAY ROOM 4 | 2014-03-27 | 145722.5 | FLUORO. ULTIMAX IFPD SC2 | XRAY SYSTEM
004666 | RADIOLOGY | FLUORO ROOM | 2014-03-27 | 76551.19 | FLUORO ROOM TURNKEY WORKS | TOSHIBA
004677 | PAIN RELIEF | PAIN RELIEF | 2014-02-18 | 0 | RADIOFREQUENCY ABLATION | LESION GENERATOR NEURO THE
004678 | NEUROLOGY | NEUROLOGY | 2013-09-03 | 41839.2 | XLECH EEG TELEMETRY SYSTEM | ADD COST
004681 | THEATRES | THEATRES | 2014-03-20 | 78103.45 | IMAGE STACK SYSTEM | AND SCOPES STORZ
004684 | THEATRES | THEATRES | 2014-03-20 | 148563.95 | DECONTAMINATION | INSTRUMENTATION POST 1997
004688 | THEATRES | THEATRES | 2014-03-31 | 4286.15 | FACIAL NERVE STIMULATOR | NIM NEURO 3
004695 | JEFFERSON WARD | JEFFERSON WARD | 2014-03-31 | 88767.25 | PHASE 1B REFURB EQUIP ARIZONA
004698 | RADIOLOGY | FLUORO ROOM | 2014-03-27 | 16111.55 | FLUOROSCOPY ROOM BUILD WORKS
100006 | NEURO REHAB UNIT | SID WATKINS | 2015-01-15 | 34973.94 | SWB Neuro rehab gym equipment
100007 | THEATRES | THEATRES | 2014-12-01 | 90463.78 | DECONTAM INSTRUMENTS 2014/15
100012 | NEURO REHAB UNIT | SID WATKINS NRU | 2015-01-01 | 34285.24 | SWB NRU rehab beds Medstrom
100013 | OUT PATIENTS DEPARTMENT | SWB OPD | 2015-01-01 | 54940 | Mobile Xray XR220 AMX
100016 | NEUROPATHOLOGY | LABS | 2014-12-01 | 128000 | Zeiss Pentero 900 Microscope
100022 | NEUROPATHOLOGY | LABS | 2014-12-15 | 36775.28 | Leica ASP6025 Tissue processor
100023 | SHERRINGTON WARD | WARDS | 2014-12-24 | 64108 | Medstrom HR900 Pro B2 SSR beds
100024 | NEUROPHYSIOLOGY (WCNN) | NEUROPHYSIOLOGY | 2015-01-12 | 37514.27 | OPTIMA VIKING EDX EMG SYSTEM | S/N HBJ00ZZ HBPWZ12
100027 | THEATRES | THEATRES | 2014-06-01 | 2995.7 | Zeiss Pentaro integrated scope
100029 | SHERRINGTON WARD | WARDS | 2014-04-01 | 24162.8 | Xport EMED ultrasound scanner | WCN27761
100033 | NEUROPHYSIOLOGY (WCNN) | NEUROPHYSIOLOGY | 2014-09-30 | 18663.55 | EMG DANTEC KEYPOINT | G4 6 CHANNEL DESKTOP EMG
100034 | NEUROPHYSIOLOGY (WCNN) | NEUROPHYSIOLOGY | 2014-09-30 | 20121.45 | EMG VIKING EDX 6 CHANNEL EMG | PLUS AMPLIFIER
100037 | NEUROPHYSIOLOGY (WCNN) | NEUROPHYSIOLOGY | 2014-07-01 | 33933.38 | Optima XLTeck EEG HD system | WCN29766
100038 | THEATRES | THEATRES | 2014-08-01 | 4270.57 | CLAMP AND DORO RADIOLUCENT | theatre equipment
100039 | RADIOLOGY | RADIOLOGY | 2014-08-01 | 137694.21 | Siemens ARTIS Q bi turnkey
100040 | RADIOLOGY | RADIOLOGY XRAY ROOM 3 | 2014-08-01 | 534439.3 | Siemens ARTIS Q bi-plane | Serial 121060
100041 | NEUROPATHOLOGY | LABS | 2014-11-01 | 12135.86 | Leica Autostain machine | AXL 230-240/50-60 TS5015
100065 | SHERRINGTON WARD | GENERAL WARDS - BEDS | 2015-03-30 | 97175.32 | MEDSTROM GENERAL BEDS | HR900 Pro B2 SSR
100066 | RADIOLOGY | THEATRES | 2015-02-25 | 83179.83 | MOBILE IMAGE INTENSIFIER | ARCADIS ORBIC SYSTEM
100069 | THEATRES | THEATRES | 2015-04-01 | 23354.32 | SPINAL NAVIGATION EQUIP | USE WITH IMAGE INTENSIFIER
100070 | THEATRES | THEATRES | 2015-05-01 | 3365.13 | MICRODEBRIDER | IGS M4
100071 | THEATRES | THEATRES | 2015-05-01 | 30306.82 | THEATRE INSTRUMENTATION 2015/2
100073 | THEATRES | THEATRES | 2015-05-01 | 7056.23 | PORTABLE VENTILATOR | OXYLOG
100074 | HORSLEY WARD | CRITICAL CARE | 2015-09-01 | 1777.03 | 5 X HUMIDIFIER MR850AEK | WITH PROBE TEMPS AND ADAPTORS
100076 | HORSLEY WARD | ITU | 2015-09-01 | 3227.25 | NQ02153 HOSE REPLACEMENT FOR 9 | PONTA (ITU)
100077 | RADIOLOGY | MRI ROOM | 2015-09-01 | 215153.4 | TURNKEY WORKS TO ENABLE | NEW REPLACEMENT MRI
100078 | NEUROPSYCHOLOGY | NEUROPHYSIOLOGY | 2015-09-01 | 34675 | XLTEK PROTEKTOR 32 CHANNEL | DESKTOP IOM SYSTEM
100080 | RADIOLOGY | RADIOLOGY MR SUITE | 2015-11-01 | 937191.37 | MRI SKYRA 3T SCANNER | SIEMENS MRI SCANNER
100081 | HORSLEY WARD | NEURO ITU | 2015-11-01 | 18157.31 | VENTILATOR WORKSTATION | WITH QUICKSTOP HINGED ARMS
100082 | HORSLEY WARD | NEURO ITU | 2015-11-01 | 18157.31 | VENTILATOR WORKSTATION | WITH QUICKSTOP HINGED ARMS
100083 | HORSLEY WARD | NEURO ITU | 2015-11-01 | 18157.31 | VENTILATOR WORKSTATION | WITH QUICKSTOP HINGED ARMS
100084 | HORSLEY WARD | NEURO ITU | 2015-11-01 | 18157.31 | VENTILATOR WORKSTATION | WITH QUICKSTOP HINGED ARMS
100085 | HORSLEY WARD | NEURO ITU | 2015-11-01 | 18156.31 | VENTILATOR WORKSTATION | WITH QUICKSTOP HINGED ARMS
100087 | CAIRNS WARD | USED EVERYWHERE | 2016-01-01 | 12859.14 | ULTA VIOLET SYSTEM | DECONTAMINATE THE ENVOIREMENT
100090 | HORSLEY WARD | ITU | 2016-03-01 | 17608.31 | ITU DRUGS CABINET
100092 | RADIOLOGY | MRI SCANNING SUITE RADIOLOGY | 2016-03-01 | 46309.69 | MR400 MRI PATIENT MONITOR | PURCHASED ALONGSIDE THE
100093 | NEUROPATHOLOGY | PATH LABS | 2016-03-01 | 5609 | -80 DEGREE UPRIGHT FREEZER | ILSHIN BIOBASE
100094 | NEUROPATHOLOGY | PATH LABS | 2016-03-01 | 4676.8 | CYTOSPIN 4 | USED FOR CEREBROSPINAL
100095 | OUT PATIENTS DEPARTMENT |  | 2016-03-01 | 5488.11 | BLADDER SCANNER BVI9400 | SID WATKINS OPD
100096 | THEATRES |  | 2016-04-01 | 81524.71 | Theatre Instrumentation 16/17 | replacement programme £269k
100097 | THEATRES | THEATRES | 2016-04-01 | 157.53 | post 1997 decontam 16 /17 | instrumentation
100098 | NEUROPATHOLOGY | LABS | 2016-04-01 | 3803.57 | Ductless Fume Hood | inc small oven and gas detecto
100101 | THEATRES | THEATRES | 2016-07-01 | 6400.84 | 2 x doro halo retractor kit | brain retractor system with c
100105 | THEATRES | THETARES | 2016-10-01 | 10429.62 | 2 X DORO RADIOLUCENT HEADREST | SYSTEMS. TEFLON COATED SKULL
100106 | NEURO REHAB UNIT | MIXTURE OF WARDS | 2016-12-01 | 4993.44 | philips 19" Heartline TV x 30 | for wards
100107 | NEUROPATHOLOGY | LABS | 2017-01-01 | 22546.92 | CRYOSTAT CM3050S LEICA | S/N 6873 REPLACED MACHINE
100108 | NEUROSURGERY | IMRI NEW THEATRE 7 EQUIPMENT | 2017-01-01 | 0 | THEATRE 7 EQUIPMENT | NEW IMRI THEATRE
100109 | THEATRES | NEW IMRI SUITE DONATED | 2017-02-01 | 0 | SKYRA 3T SCANNER Imri | INTRAOPERATIVE SEIMENS
100110 | THEATRES | NEW THEATRE 7 AND IMRI | 2017-02-01 | 165786.9 | KMAT PENTERO MICROSCOPE | WITH BINOCULAR MULTIVISION FUL
100111 | THEATRES | THEATRES | 2017-02-01 | 189673.6 | DUAL CRANIAL NAVIGATION | SYSTEM
100114 | THEATRES | SURGERY DBS | 2017-03-01 | 13781.24 | microdrive kit for dbs surgery | microgun medtronic plus adapt
100115 | NEUROPATHOLOGY | PATH LABS | 2017-03-01 | 31850 | 2x microscopes with a digital | facility scans the image and
100118 | CATON WARD | WARDS VARIOUS | 2017-03-01 | 4650 | 30 tvs for wards/ second phase
100119 | NEUROPHYSIOLOGY (WCNN) | NEUROLOGY AND LONG TERM CONDITIONS | 2017-03-01 | 31622.5 | caldwell sierra summit EMG/EP | evoked potential system
100120 | NEUROSURGERY | USED BY ALL | 2017-03-01 | 3589.38 | bladderscanner and trolley | for communal use
100121 | NEUROPATHOLOGY | BUXTON LABS | 2017-03-01 | 3240.12 | spectrophotometer | hitachi
100124 | THEATRES | THEATRES | 2017-03-01 | 27155.11 | hand pieces CUSA x 4
100125 | THEATRES | THETARES | 2017-03-01 | 147482.92 | cusa 9S
100126 | OUT PATIENTS DEPARTMENT | OUT PATIENTS | 2017-03-01 | 25319.33 | CARL ZEISS hfa3 840
100129 | RADIOLOGY | RADIOLOGY | 2017-03-01 | 57340.52 | ultrasound epiq 5 philips
100130 | RADIOLOGY | X RAY BUT MOBILE | 2017-03-01 | 72800 | mobile digital xray philips
100131 | RADIOLOGY | RADIOLOGY | 2017-03-01 | 59605 | c arm mobile image intensifier | bought 2 together 1 in theatre
100132 | THEATRES | THEATRE 7 | 2017-03-01 | 53344.09 | expression mri 400 patient mon | inc control room monitor
100133 | THEATRES | THEATRES INSTRUMENT | 2017-03-01 | 238371.31 | assett 100096 created april | 2016 so current purchases
100134 | THEATRES | THEATRE 7 EQUIP | 2017-03-01 | 223395.47 | asset 100108 created last year | move current purchases to
100135 | RADIOLOGY | NEW IMRI SUITE | 2017-03-01 | 1190925.39 | cancels asset 100109 scanner | skyra 3t scanner imri
100139 | THEATRES | THEATRES | 2017-04-01 | 44386.56 | INSTRUMENTS FOLLOW ON 100096 | 2017/18
100140 | THEATRES | THEATRE 7 | 2017-04-01 | 9670.72 | IMRI THEATRE 7 PROJECT 16/17 | LEFOVER ITEMS
100141 | THEATRES | THEATRES | 2017-05-01 | 22312.98 | ANAESTHETIC M/C PERSEUS | QUO PHAWORT 10100 011 MDC
100142 | THEATRES | THEATRES | 2017-05-01 | 22312.98 | PERSEUS A500 ANAEST | PERSEUS
100143 | THEATRES | THEATRES | 2017-05-01 | 22312.98 | PERSEUS A500 ANESTHET
100144 | THEATRES | THEATRES | 2017-05-01 | 22312.98 | PERSEUS A500 ANAESTHET
100145 | THEATRES | THEATRES | 2017-05-01 | 22312.98 | PERSEUS A500 ANAESTHETIC
100146 | THEATRES | THERATRES | 2017-05-01 | 22312.98 | PERSEUS A500 ANAESTHETIC
100147 | THEATRES | THEATRES | 2017-05-01 | 22312.16 | PERSEUS A500 ANAESTHETIC
100149 | HORSLEY WARD | NEURO HDU | 2017-05-01 | 9008.39 | M450 PATIENT MONITORS X 53 | inc P2500power supply
100150 | HORSLEY WARD | NEURO HDU | 2017-05-01 | 9008.39 | inc C700/C500 SCREEN | inc P2500power supply
100151 | HORSLEY WARD | NEURO HDU | 2017-05-01 | 9008.39 | inc C700/C500 SCREEN | inc P2500power supply
100152 | HORSLEY WARD | NEURO HDU | 2017-05-01 | 9008.39 | inc C700/C500 SCREEN | inc P2500power supply
100153 | HORSLEY WARD | NEURO HORSLEY | 2017-05-01 | 9008.39 | inc C700/C500 SCREEN | inc P2500power supply
100154 | HORSLEY WARD | NEURO HORSLEY | 2017-05-01 | 9008.39 | inc C700/C500 SCREEN | inc P2500power supply
100155 | HORSLEY WARD | NEURO HORSLEY | 2017-05-01 | 9008.39 | inc C700/C500 SCREEN | inc P2500power supply
100156 | HORSLEY WARD | NEURO HORSLEY | 2017-05-01 | 9008.39 | inc C700/C500 SCREEN | inc P2500power supply
100157 | HORSLEY WARD | NEURO HORSLEY | 2017-05-01 | 9008.39 | inc C700/C500 SCREEN | inc P2500power supply
100158 | HORSLEY WARD | NEURO HORSLEY | 2017-05-01 | 9008.39 | inc C700/C500 SCREEN | inc P2500power supply
100159 | HORSLEY WARD | NEURO HORSLEY | 2017-05-01 | 9008.39 | inc C700/C500 SCREEN | inc P2500power supply
100160 | HORSLEY WARD | NEURO HORSLEY | 2017-05-01 | 9008.39 | inc C700/C500 SCREEN | inc P2500power supply
100161 | HORSLEY WARD | NEURO HORSLEY | 2017-05-01 | 9008.39 | inc C700/C500 SCREEN | inc P2500power supply
100162 | HORSLEY WARD | NEURO HORSLEY | 2017-05-01 | 9008.39 | inc C700/C500 SCREEN | inc P2500power supply
100163 | HORSLEY WARD | NEURO HORSLEY | 2017-05-01 | 9008.39 | inc C700/C500 SCREEN | inc P2500power supply
100164 | HORSLEY WARD | NEURO HORSLEY | 2017-05-01 | 9008.39 | inc C700/C500 SCREEN | inc P2500power supply
100165 | HORSLEY WARD | NEURO HORSLEY | 2017-05-01 | 9008.39 | inc C700/C500 SCREEN | inc P2500power supply
100166 | HORSLEY WARD | NEURO HORSLEY | 2017-05-01 | 9008.39 | inc C700/C500 SCREEN | inc P2500power supply
100167 | HORSLEY WARD | NEURO HORSLEY | 2017-05-01 | 9008.39 | inc C700/C500 SCREEN | inc P2500power supply
100168 | HORSLEY WARD | NEURO HORSLEY | 2017-05-01 | 9008.39 | inc C700/C500 SCREEN | inc P2500power supply
100169 | HORSLEY WARD | NEURO HORSLEY | 2017-05-01 | 9008.39 | inc C700/C500 SCREEN | inc P2500power supply
100170 | HORSLEY WARD | NEURO HORSLEY | 2017-05-01 | 9008.39 | inc C700/C500 SCREEN | inc P2500power supply
100171 | HORSLEY WARD | NEURO RECOVERY | 2017-05-01 | 9008.39 | inc C700/C500 SCREEN | inc P2500power supply
100172 | HORSLEY WARD | NEURO RECOVERY | 2017-05-01 | 9008.39 | inc C700/C500 SCREEN | inc P2500power supply
100173 | HORSLEY WARD | NEURO RECOVERY | 2017-05-01 | 9008.39 | inc C700/C500 SCREEN | inc P2500power supply
100174 | HORSLEY WARD | NEURO RECOVERY | 2017-05-01 | 9008.39 | inc C700/C500 SCREEN | inc P2500power supply
100175 | HORSLEY WARD | NEURO RECOVERY | 2017-05-01 | 9008.39 | inc C700/C500 SCREEN | inc P2500power supply
100176 | HORSLEY WARD | NEURO RECOVERY | 2017-05-01 | 9008.39 | inc C700/C500 SCREEN | inc P2500power supply
100177 | HORSLEY WARD | NEURO RECOVERY | 2017-05-01 | 9008.39 | inc C700/C500 SCREEN | inc P2500power supply
100178 | HORSLEY WARD | NEURO RECOVERY | 2017-05-01 | 9008.39 | inc C700/C500 SCREEN | inc P2500power supply
100179 | HORSLEY WARD | NEURO RECOVERY | 2017-05-01 | 9008.39 | inc C700/C500 SCREEN | inc P2500power supply
100180 | HORSLEY WARD | NEURO RECOVERY | 2017-05-01 | 9008.39 | inc C700/C500 SCREEN | inc P2500power supply
100181 | THEATRES | NEURO THEATRES | 2017-05-01 | 9008.39 | inc C700/C500 SCREEN | inc P2500power supply
100182 | THEATRES | NEURO THEATRES | 2017-05-01 | 9008.39 | inc C700/C500 SCREEN | inc P2500power supply
100183 | THEATRES | NEURO THEATRES | 2017-05-01 | 9008.39 | inc C700/C500 SCREEN | inc P2500power supply
100184 | THEATRES | NEURO THEATRES | 2017-05-01 | 9008.39 | inc C700/C500 SCREEN | inc P2500power supply
100185 | THEATRES | NEURO THEATRES | 2017-05-01 | 9008.39 | inc C700/C500 SCREEN | inc P2500power supply
100186 | THEATRES | NEURO THEATRES | 2017-05-01 | 9008.39 | inc C700/C500 SCREEN | inc P2500power supply
100187 | THEATRES | NEURO THEATRES | 2017-05-01 | 9008.39 | inc C700/C500 SCREEN | inc P2500power supply
100188 | THEATRES | NEURO THEATRES | 2017-05-01 | 9008.39 | inc C700/C500 SCREEN | inc P2500power supply
100189 | THEATRES | NEURO THEATRES | 2017-05-01 | 9008.39 | inc C700/C500 SCREEN | inc P2500power supply
100190 | THEATRES | NEURO THEATRES | 2017-05-01 | 9008.39 | inc C700/C500 SCREEN | inc P2500power supply
100191 | THEATRES | NEURO THEATRES | 2017-05-01 | 9008.39 | inc C700/C500 SCREEN | inc P2500power supply
100192 | THEATRES | NEURO THEATRES | 2017-05-01 | 9008.39 | inc C700/C500 SCREEN | inc P2500power supply
100193 | THEATRES | NEURO THEATRES | 2017-05-01 | 9008.39 | inc C700/C500 SCREEN | inc P2500power supply
100194 | THEATRES | NEURO THEATRES | 2017-05-01 | 9008.39 | inc C700/C500 SCREEN | inc P2500power supply
100195 | THEATRES | NEURO THEATRES | 2017-05-01 | 9008.39 | inc C700/C500 SCREEN | inc P2500power supply
100196 | THEATRES | NEURO THEATRES | 2017-05-01 | 9008.39 | inc C700/C500 SCREEN | inc P2500power supply
100197 | THEATRES | NEURO THEATRES | 2017-05-01 | 9008.39 | inc C700/C500 SCREEN | inc P2500power supply
100198 | THEATRES | NEURO THEATRES | 2017-05-01 | 9008.39 | inc C700/C500 SCREEN | inc P2500power supply
100199 | THEATRES | NEURO THEATRES | 2017-05-01 | 9008.39 | inc C700/C500 SCREEN | inc P2500power supply
100200 | THEATRES | NEURO THEATRES | 2017-05-01 | 9008.39 | inc C700/C500 SCREEN | inc P2500power supply
100201 | THEATRES | NEURO THEATRES | 2017-05-01 | 9008.39 | inc C700/C500 SCREEN | inc P2500power supply
100202 | THEATRES | THEATRES | 2017-06-01 | 0 | 17/18 post 1997 instrument | theatre instrumentation
100204 | THEATRES | THEATRES | 2017-06-01 | 14964.8 | ABLATION LESION GENERATOR | RADIOFREQUENCY
100205 | THEATRES | THEATRES | 2017-06-01 | 8976 | intraoperative cell salvager | ICS. CATS + MACHINE INC
100207 | NEUROPATHOLOGY | LABS | 2017-08-01 | 7200.76 | NPEX electronic network allows | auto transfer of requests and
100210 | THEATRES | THEATRES | 2017-09-01 | 132566.59 | ROBOTIC ARM SYSTEM | NEUROMATE
100215 | LIPTON WARD | VARIOUS WARDS | 2017-12-01 | 6660.6 | airvo humidifier x 5 | airvo 2 optiflow system equip
100216 | CHAVASSE WARD | WARDS +CRU+ OUTPATIENTS | 2018-01-01 | 8048.3 | vital signs ddevice with nellc | inc mobile stand with basket.
100217 | THEATRES | WARDS | 2018-01-01 | 7014.8 | bvi9400 bladder scanner
100218 | NEUROSURGERY | ITU / MRI SCANS | 2018-01-01 | 13907.7 | mri guard z074990 | used with itu to facilitate
100219 | THEATRES | NERVE MONITOR | 2018-02-01 | 10521.3 | neurosign 800 package nerve mo | nerve monitor consisting of
100221 | THEATRES | THEATRES | 2018-03-01 | 39130.57 | ALLEN SPINE SYSTEM PREMIUM | PACK WITH ALLEN BOW FRAME
100222 | THEATRES | THEATRES | 2018-03-01 | 13946.75 | doro radioluscent headrest | luna retractor system
100223 | THEATRES | THEATRES / ANAESTHETICS | 2018-03-01 | 10320 | videolaryngoscopes | replace glidescopes
100224 | NEUROPHYSIOLOGY (WCNN) | NEUROPHYSIOLOGY | 2018-03-01 | 81881.91 | eeg aambulatory | 6 xltek trex hd amplifiers
100225 | NEUROPATHOLOGY | PATH LABS RESERACH BIOBANK | 2018-03-01 | 6542.2 | wolf -80 degree freezer | 728 litre 5 year parts and
100226 | CATON WARD | WARDS | 2018-03-01 | 6204.9 | mobile hoist | oxford presence with smart
100227 | RADIOLOGY | RADIOLOGY | 2018-03-01 | 11227 | POINT OF CARE VERIFY NOW | BLOOD MACHINE IN RADIOLOGY
100228 | THEATRES | THEATRES | 2018-03-01 | 16554.63 | NORAS RETRACTOR
100229 | THEATRES | THEATRES | 2018-03-01 | 23422.96 | DORO RADIOLUSCENT HEADREST SYS
100230 | THEATRES | THEATRES | 2018-03-01 | 213871.61 | operating microscope kinovo | kinevo 900 system
100231 | NEUROSURGERY | CANCER ALLIANCE GROUP | 2018-03-01 | 30962.35 | MDT VIDEO CONFERENCING
100232 | RADIOLOGY | RADIOLOGY | 2018-03-01 | 70040 | PHILIPS MOBILE SCANNER | MOBILE WDR RELEASE 2
100234 | THEATRES | THEATRES | 2018-03-01 | 3913 | THEATRE BED MATTRESSES | VACUFORM SILIPLUS
100249 | HORSLEY WARD | ITU | 2018-03-01 | 19000 | artic sun heat manage system | body cooling system
100250 | NEUROPATHOLOGY | NEURO LABS | 2018-03-01 | 36850 | clinical chemistry analyser an | water purification system
100255 | THEATRES | THEATRES | 2018-04-01 | 18125.32 | 18/19 POST 1997 INSTRUMENTATIO
100256 | THEATRES | THEATRES | 2018-04-01 | 38927.08 | 18/19 GENERAL INSTRUMENTATION | THEATRES GROUPED
100257 | HORSLEY WARD | CRITICAL CARE | 2018-04-01 | 15600 | ULTRASOUND SCANNER SONOSITE S1 | SONOSITE CRITICAL CARE
100259 | BIOCHEMISTRY | LABS | 2018-05-01 | 33614.02 | wizard 2470 gamma counter | with 1 detector in labs
100261 | THEATRES | THEATRES | 2018-06-01 | 0 | TELEMETRIC ICP MONITOR
100265 | THEATRES |  | 2018-06-01 | 9591.25 | ICP Datalogger
100266 | THEATRES |  | 2018-06-01 | 9591.07 | ICP DATALOGGER
100267 | THEATRES | THEATRES | 2018-07-01 | 13628.84 | wilson bow frames x 3
100268 | THEATRES | THEATRES | 2018-07-01 | 18935.81 | skull clamp with horsehorse | headrest system
100271 | BIOCHEMISTRY | HORSLEY ITU X 1 THEATRES X1 | 2018-09-01 | 34420.42 | gem5000 blood gas analysers x2 | 1 x ITU
100272 | THEATRES | THEATRES | 2018-09-01 | 12344.25 | LIDCO RAPID IV FLUID ASSESS | HEMODYNAMIC ASSEMBLY
100273 | NEUROSURGERY | WARDS SHARE | 2018-09-01 | 31326.6 | LEGACY COMPLEX CARE BED | NEXUS
100274 | NEUROSURGERY | VARIOUS/ITU/XRAY/OPD/HSERRINGTON | 2018-09-01 | 30059.44 | HOISTS CATON/DOTT | HDU/XRAY/OPD swb wcft/
100275 | RADIOLOGY | RADIOLOGY | 2018-09-01 | 7858.23 | noras coil refurbishment
100276 | THEATRES | THEATRES | 2018-10-01 | 120999.99 | CRW Frame Arc System | 1 of 3
100277 | THERAPIES | THERAPIES | 2018-10-01 | 55375.1 | FEES MACHINE. FIBRE OPTIC | ENDOSCOPIC EVALUATION OF
100278 | RADIOLOGY | CAR PARK | 2018-10-01 | 1361709.44 | MRI TURNKEY MOBILE MR VAN IN | FOR A 3 MONTH PERIOD
100278 | RADIOLOGY | CAR PARK | 2019-06-01 | 23042.46
100280 | RADIOLOGY | RADIOLOGY | 2018-12-01 | 23495.36 | PURCHASED VIA THROMBECTOMY | NHSI FUNDS
100281 | NEUROSURGERY |  | 2018-12-01 | 23451.44 | WARDS
100284 | NEUROPATHOLOGY |  | 2019-01-01 | 78484.97 | WCN59831
100287 | THEATRES | THEATRES | 2019-02-01 | 16416 | 8 MONITORS 67 NXTX-4 | PROPAQ LT MONITORS
100289 | THEATRES | THEATRES | 2019-03-01 | 10350 | TRANSPHANOIDAL SCOPE 1 OF 2 | HOPKINS SCOPES FOR USE
100290 | THEATRES | THEATRES | 2019-03-01 | 10350 | TRANSPHANOIDAL SCOPE 1 OF 2 | HOPKINS TELESCOPES
100291 | THEATRES | THEATRES | 2019-03-01 | 69178.25 | STACKER SYSTEM FOR | ENDOCSOPIC SURGERY
100292 | HISTOLOGY | LABS | 2019-03-01 | 6897.1 | LABS FREEZER
100293 | THEATRES | THEATRES | 2019-03-01 | 106823.5 | BRAINLAB MICROSCOPE AND | KARL ZEISS NAVIGATION SYSTEM
100294 | NEUROSURGERY | THEATRES | 2019-03-01 | 35203.8 | AGILIA INFUSION PUMPS
100295 | CHAVASSE WARD | WARDS | 2019-03-01 | 8880.68 | NURSE CALL CENTRE
100296 | NEUROSURGERY | MDT ROOM | 2019-03-01 | 6423.78 | MDT ROOM COMPUTER SET UP
100297 | BIOCHEMISTRY | LABS | 2019-03-01 | 55792.25 | SPECIMEN BENCHES
100298 | NEUROSURGERY | THEATRES | 2019-03-01 | 68940.2 | INTROPERATIVE PROSOUND SCANNER
100311 | RADIOLOGY | RADIOLOGY | 2018-06-01 | 131889.62 | pacs 5 year lease
100313 | THEATRES | THEATRES | 2019-04-01 | 1872.94 | 19/20 THEATRE INSTRUMENTATION
100314 | THEATRES | THEATRES | 2019-04-01 | 0 | 19/20 DECONTAMINATION INSTRUME
100317 | BIOCHEMISTRY |  | 2019-03-01 | 14582 | wcn49513
100321 | THEATRES |  | 2019-08-01 | 13564.56 | DECONTAMINATION INSTRUMENTATIO
100323 | THEATRES |  | 2019-08-01 | 28485.72 | WCN64273 | IRRIGATING BIPOLAR

## Q2
Asset | Department | Location | Purch Date | NBV | Description 1 | Description 2 | Annual Charge | Contract Length | No. if Individual Assets
003804 | NEUROPATHOLOGY | NEUROPATHOLOGY | 2008-12-30 | 62868.64 | ELECTRON MICROSCOPE |  | 11957.77 | 12 months | 1
004469 | RADIOLOGY | RADIOLOGY | 2011-12-31 | 294377.34 | AQUILION ONE CT SCANNER |  | 77500 | 7 years | 1
004549 | THEATRES | THEATRES | 2013-03-31 | 61402.34 | LEICA M525 OH4 SURGICAL | MICROSCOPE | 7843.92 | 3 years | 3
004652 | RADIOLOGY | RADIOLOGY 10307MRS04 | 2014-02-21 | 418454.1 | 1.5 OPTIMA MR45OW MRI | IMAGING EQUIP | 52720.85 | 10 years
004653 | RADIOLOGY | RADIOLOGY | 2014-02-21 | 79509.09 | MRI450 TURNKEY WORKS
004655 | THEATRES | THEATRES | 2014-03-27 | 54707.4 | IMAGE GUIDE COMPLETE SYSTEM | BRAINLAB DUAL DISPLAY | 13500 | 3 years | 1
004656 | THEATRES | THEATRES | 2014-03-20 | 57802.6 | IMAGE GUIDE S7 STEALTH STATION |  | 13500 | 3 years | 1
004657 | THEATRES | THEATRES | 2014-03-20 | 57802.6 | IMAGE GUIDE S7 STEALTHSTATION | PLUS SOFTWARE | 13500 | 3 years | 1
004665 | RADIOLOGY | FLUORO ROOM/XRAY ROOM 4 | 2014-03-27 | 145722.5 | FLUORO. ULTIMAX IFPD SC2 | XRAY SYSTEM | 27646.9
004666 | RADIOLOGY | FLUORO ROOM | 2014-03-27 | 76551.19 | FLUORO ROOM TURNKEY WORKS | TOSHIBA
004681 | THEATRES | THEATRES | 2014-03-20 | 78103.45 | IMAGE STACK SYSTEM | AND SCOPES STORZ
004695 | JEFFERSON WARD | JEFFERSON WARD | 2014-03-31 | 88767.25 | PHASE 1B REFURB EQUIP ARIZONA
100013 | OUT PATIENTS DEPARTMENT | SWB OPD | 2015-01-01 | 54940 | Mobile Xray XR220 AMX |  | 83944 | 10 years | 1
100016 | NEUROPATHOLOGY | LABS | 2014-12-01 | 128000 | Zeiss Pentero 900 Microscope |  | 6415.8 | 12 months | 1
100023 | SHERRINGTON WARD | WARDS | 2014-12-24 | 64108 | Medstrom HR900 Pro B2 SSR beds |  | 66451 | 5 years | 730
100039 | RADIOLOGY | RADIOLOGY | 2014-08-01 | 137694.21 | Siemens ARTIS Q bi turnkey
100040 | RADIOLOGY | RADIOLOGY XRAY ROOM 3 | 2014-08-01 | 534439.3 | Siemens ARTIS Q bi-plane | Serial 121060 | 95017.36 | 12 months | 1
100065 | SHERRINGTON WARD | GENERAL WARDS - BEDS | 2015-03-30 | 97175.32 | MEDSTROM GENERAL BEDS | HR900 Pro B2 SSR | 85615 | 5 years | 730
100066 | RADIOLOGY | THEATRES | 2015-02-25 | 83179.83 | MOBILE IMAGE INTENSIFIER | ARCADIS ORBIC SYSTEM | 25648.83 | 12 months | 1
100077 | RADIOLOGY | MRI ROOM | 2015-09-01 | 215153.4 | TURNKEY WORKS TO ENABLE | NEW REPLACEMENT MRI
100080 | RADIOLOGY | RADIOLOGY MR SUITE | 2015-11-01 | 937191.37 | MRI SKYRA 3T SCANNER | SIEMENS MRI SCANNER | 99650.17 | 12 months | 1
100110 | THEATRES | NEW THEATRE 7 AND IMRI | 2017-02-01 | 165786.9 | KMAT PENTERO MICROSCOPE | WITH BINOCULAR MULTIVISION FUL | 6415.8 | 12 months | 1
100111 | THEATRES | THEATRES | 2017-02-01 | 189673.6 | DUAL CRANIAL NAVIGATION | SYSTEM | 0 | 4 years | 1
100125 | THEATRES | THETARES | 2017-03-01 | 147482.92 | cusa 9S |  | 20445 | 5 years | 5
100129 | RADIOLOGY | RADIOLOGY | 2017-03-01 | 57340.52 | ultrasound epiq 5 philips |  | 6427.3 | 12 months | 1
100130 | RADIOLOGY | X RAY BUT MOBILE | 2017-03-01 | 72800 | mobile digital xray philips |  | 20270.39 | 12 months | 1
100131 | RADIOLOGY | RADIOLOGY | 2017-03-01 | 59605 | c arm mobile image intensifier | bought 2 together 1 in theatre | 22401.12 | 12 months | 2
100132 | THEATRES | THEATRE 7 | 2017-03-01 | 53344.09 | expression mri 400 patient mon | inc control room monitor | 5500 | 12 months | 1
100210 | THEATRES | THEATRES | 2017-09-01 | 132566.59 | ROBOTIC ARM SYSTEM | NEUROMATE | 25000 | 4 years | 1
100224 | NEUROPHYSIOLOGY (WCNN) | NEUROPHYSIOLOGY | 2018-03-01 | 81881.91 | eeg aambulatory | 6 xltek trex hd amplifiers | 59000 | 1 year | 6
100230 | THEATRES | THEATRES | 2018-03-01 | 213871.61 | operating microscope kinovo | kinevo 900 system | 5263.8 | 1 year | 1
100232 | RADIOLOGY | RADIOLOGY | 2018-03-01 | 70040 | PHILIPS MOBILE SCANNER | MOBILE WDR RELEASE 2 | 15758.19 | 1 year | 1
100276 | THEATRES | THEATRES | 2018-10-01 | 120999.99 | CRW Frame Arc System | 1 of 3 | 36666.67 | 1 year | 3
100284 | NEUROPATHOLOGY |  | 2019-01-01 | 78484.97 | WCN59831 | Full Ventana Benchmark Ultra System | 65000 | Lease | Lease
100291 | THEATRES | THEATRES | 2019-03-01 | 69178.25 | STACKER SYSTEM FOR | ENDOCSOPIC SURGERY | Under Warranty | Under Warranty | Under Warranty
100293 | THEATRES | THEATRES | 2019-03-01 | 106823.5 | BRAINLAB MICROSCOPE AND | KARL ZEISS NAVIGATION SYSTEM | Under Warranty | Under Warranty | Under Warranty
100297 | BIOCHEMISTRY | LABS | 2019-03-01 | 55792.25 | SPECIMEN BENCHES |  | No maintenance | No maintenance | No maintenance
100298 | NEUROSURGERY | THEATRES | 2019-03-01 | 68940.2 | INTROPERATIVE PROSOUND SCANNER |  | Under Warranty | Under Warranty | Under Warranty
100311 | RADIOLOGY | RADIOLOGY | 2018-06-01 | 131889.62 | pacs 5 year lease |  | Lease | Lease | Lease